## Scalarlist
set | scalar | unit | value | detail
scal1 | dt | hour | 2 | Time resolution of model: equal to 0.5 if input data is half hourly and equal to 1.0 if input data is hourly; note: TimeFactor = 1/dt
scal2 | DiscountRate | rate | 0.07 | Discount rate or weighted cost of capital
scal3 | GJperMWh | decimal | 3.6 | Conversion: gigajoules per MWh
scal4 | ElecTxLossFactor | decimal | 0.055 | Transmission loss factor accounting for average electricity lost owing to transmission waste heat
scal5 | TxEconomicLife_Yrs | years | 50 | transmission capacity cost amortisation period
scal6 | TxConstructPeriod_Yrs | years | 2 | transmission capacity construction period
scal7 | EmissionIntensity | tCO2e/MWh | 0.05 | The annual emission intensity of all generation. User input. Mutiple values could be explored. Lower values are higher cost with zero being the highest cost. For reference, coal is approximately 1tCO2e/MWh

## PeakContribution
Notes: | Only applies to demand regions. Average of AEMO's calculated peak contribution to 2051-52 for Step Change, Summer value used for NSW, QLD and SA, Winter value used for TAS and VIC
Description: | the operating reserve requirement (MW)
Table: | PeakContribution(VREGenTech,Region)
Units: |  | rate
SolLargePV | NSW | 0.039246
SolLargePV | QLD | 0.018869
SolLargePV | SA | 0.039012
SolLargePV | TAS | 0.017581
SolLargePV | VIC | 0.0011599
WindOn | NSW | 0.1768
WindOn | QLD | 0.16082
WindOn | SA | 0.16758
WindOn | TAS | 0.052355
WindOn | VIC | 0.067976
WindOffFloat | NSW | 0.66776
WindOffFix | SA | 0.22084
WindOffFix | VIC | 0.039831

## OpReserve
Notes: | Only applies to demand regions
Description: | the operating reserve requirement (MW)
Table: | OperatingReserve(Region)
Units: | MW
NSW | 705
QLD | 890
SA | 201
TAS | 168
VIC | 545

## RegionSetMapping
REZ name | Name | 5 region model name | 15 region model name | 5 to 15 region mapping
Q1 | Far North QLD | QLD | NQ | QLD | NQ | QLD
Q2 | North Qld Clean Energy Hub | QLD | NQ | QLD | CQ | QLD
Q3 | Northern Qld | QLD | NQ | QLD | GG | QLD
Q4 | Isaac | QLD | CQ | QLD | SQ | QLD
Q5 | Barcaldine | QLD | CQ | NSW | NNSW | NSW
Q6 | Fitzroy | QLD | CQ | NSW | CNSW | NSW
Q7 | Wide Bay | QLD | SQ | NSW | SNSW | NSW
Q8 | Darling Downs | QLD | SQ | NSW | SNW | NSW
Q9 | Banana | QLD | CQ | VIC | WNV | VIC
Q10 | Collinsville | QLD | NQ | VIC | MEL | VIC
N1 | North West NSW | NSW | NNSW | VIC | SEV | VIC
N2 | New England | NSW | NNSW | SA | NSA | SA
N3 | Central-West Orana | NSW | CNSW | SA | CSA | SA
N4 | Broken Hill | NSW | SNSW | SA | SESA | SA
N5 | South West NSW | NSW | SNSW | TAS | TAS | TAS
N6 | Wagga Wagga | NSW | SNSW
N7 | Tumut | NSW | SNSW
N8 | Cooma-Monaro | NSW | SNSW
N9 | Hunter-Central Coast | NSW | CNSW
N10 | Hunter Coast | NSW | SNW
N11 | Illawarra Coast | NSW | SNW
N12 | Illawarra | NSW | SNW
N13 | South Cobar | NSW | CNSW
V1 | Ovens Murray | VIC | WNV
V2 | Murray River | VIC | WNV
V3 | Western Victoria | VIC | WNV
V4 | South West Victoria | VIC | WNV
V5 | Gippsland | VIC | SEV
V6 | Central North Victoria | VIC | WNV
V7 | Gippsland Coast | VIC | SEV
V8 | Southern Ocean | VIC | WNV
S1 | South East SA | SA | SESA
S2 | Riverland | SA | CSA
S3 | Mid-North SA | SA | CSA
S4 | Yorke Peninsula | SA | CSA
S5 | Northern SA | SA | NSA
S6 | Roxby Downs | SA | NSA
S7 | Eastern Eyre Peninsula | SA | NSA
S8 | Western Eyre Peninsula | SA | NSA
T1 | North East Tasmania | TAS | TAS
T2 | North West Tasmania | TAS | TAS
T3 | Central Highlands | TAS | TAS
T4 | North Tasmania Coast | TAS | TAS
|  | QLD | GG
|  | VIC | MEL

## FuelAllowedSet15
| Notes: | Although SA and Vic have coal resources it is assumed they are not willing to open new sites given high emission intensity of those resources
| Description: | Prevents new build inplaces where there is no apropriate local fuel supply or in the case of nuclear lack of demand at scale to accommodate large scale plants, Applies to 15 region model, 1 is true, 0 is false
| Table: | FuelAllowed_int(FuelGenTech,Region)
| Units: | Binary
USCBlack | NQ | 1
USCBlack | CQ | 1
USCBlack | GG | 0
USCBlack | SQ | 1
USCBlack | NNSW | 1
USCBlack | CNSW | 1
USCBlack | SNSW | 1
USCBlack | SNW | 1
USCBlack | WNV | 0
USCBlack | MEL | 0
USCBlack | SEV | 0
USCBlack | NSA | 0
USCBlack | CSA | 0
USCBlack | SESA | 0
USCBlack | TAS | 0
USCBlackCCS | NQ | 1
USCBlackCCS | CQ | 1
USCBlackCCS | GG | 0
USCBlackCCS | SQ | 1
USCBlackCCS | NNSW | 1
USCBlackCCS | CNSW | 1
USCBlackCCS | SNSW | 1
USCBlackCCS | SNW | 1
USCBlackCCS | WNV | 0
USCBlackCCS | MEL | 0
USCBlackCCS | SEV | 0
USCBlackCCS | NSA | 0
USCBlackCCS | CSA | 0
USCBlackCCS | SESA | 0
USCBlackCCS | TAS | 0
CCGTgas | NQ | 1
CCGTgas | CQ | 1
CCGTgas | GG | 1
CCGTgas | SQ | 1
CCGTgas | NNSW | 1
CCGTgas | CNSW | 1
CCGTgas | SNSW | 1
CCGTgas | SNW | 1
CCGTgas | WNV | 1
CCGTgas | MEL | 1
CCGTgas | SEV | 1
CCGTgas | NSA | 1
CCGTgas | CSA | 1
CCGTgas | SESA | 1
CCGTgas | TAS | 0
OCGTgas | NQ | 1
OCGTgas | CQ | 1
OCGTgas | GG | 1
OCGTgas | SQ | 1
OCGTgas | NNSW | 1
OCGTgas | CNSW | 1
OCGTgas | SNSW | 1
OCGTgas | SNW | 1
OCGTgas | WNV | 1
OCGTgas | MEL | 1
OCGTgas | SEV | 1
OCGTgas | NSA | 1
OCGTgas | CSA | 1
OCGTgas | SESA | 1
OCGTgas | TAS | 0
CCGTgasCCS | NQ | 1
CCGTgasCCS | CQ | 1
CCGTgasCCS | GG | 0
CCGTgasCCS | SQ | 1
CCGTgasCCS | NNSW | 1
CCGTgasCCS | CNSW | 1
CCGTgasCCS | SNSW | 1
CCGTgasCCS | SNW | 0
CCGTgasCCS | WNV | 1
CCGTgasCCS | MEL | 0
CCGTgasCCS | SEV | 1
CCGTgasCCS | NSA | 1
CCGTgasCCS | CSA | 1
CCGTgasCCS | SESA | 1
CCGTgasCCS | TAS | 0
RecipGas | NQ | 1
RecipGas | CQ | 1
RecipGas | GG | 1
RecipGas | SQ | 1
RecipGas | NNSW | 1
RecipGas | CNSW | 1
RecipGas | SNSW | 1
RecipGas | SNW | 1
RecipGas | WNV | 1
RecipGas | MEL | 1
RecipGas | SEV | 1
RecipGas | NSA | 1
RecipGas | CSA | 1
RecipGas | SESA | 1
RecipGas | TAS | 0
RecipH2 | NQ | 1
RecipH2 | CQ | 1
RecipH2 | GG | 1
RecipH2 | SQ | 1
RecipH2 | NNSW | 1
RecipH2 | CNSW | 1
RecipH2 | SNSW | 1
RecipH2 | SNW | 1
RecipH2 | WNV | 1
RecipH2 | MEL | 1
RecipH2 | SEV | 1
RecipH2 | NSA | 1
RecipH2 | CSA | 1
RecipH2 | SESA | 1
RecipH2 | TAS | 1
NucSMR | NQ | 1
NucSMR | CQ | 1
NucSMR | GG | 0
NucSMR | SQ | 1
NucSMR | NNSW | 1
NucSMR | CNSW | 1
NucSMR | SNSW | 1
NucSMR | SNW | 0
NucSMR | WNV | 1
NucSMR | MEL | 0
NucSMR | SEV | 1
NucSMR | NSA | 1
NucSMR | CSA | 1
NucSMR | SESA | 1
NucSMR | TAS | 1
NucLarge | NQ | 1
NucLarge | CQ | 1
NucLarge | GG | 0
NucLarge | SQ | 1
NucLarge | NNSW | 1
NucLarge | CNSW | 1
NucLarge | SNSW | 1
NucLarge | SNW | 0
NucLarge | WNV | 1
NucLarge | MEL | 0
NucLarge | SEV | 1
NucLarge | NSA | 0
NucLarge | CSA | 0
NucLarge | SESA | 0
NucLarge | TAS | 0

## HourMapSet
hourly |  | 2 hourly |  | 4 hourly
hhr | h | hhr | h | hhr | h
2 | 1 | 4 | 1 | 8 | 1
4 | 2 | 8 | 2 | 16 | 2
6 | 3 | 12 | 3 | 24 | 3
8 | 4 | 16 | 4 | 32 | 4
10 | 5 | 20 | 5 | 40 | 5
12 | 6 | 24 | 6 | 48 | 6
14 | 7 | 28 | 7 | 56 | 7
16 | 8 | 32 | 8 | 64 | 8
18 | 9 | 36 | 9 | 72 | 9
20 | 10 | 40 | 10 | 80 | 10
22 | 11 | 44 | 11 | 88 | 11
24 | 12 | 48 | 12 | 96 | 12
26 | 13 | 52 | 13 | 104 | 13
28 | 14 | 56 | 14 | 112 | 14
30 | 15 | 60 | 15 | 120 | 15
32 | 16 | 64 | 16 | 128 | 16
34 | 17 | 68 | 17 | 136 | 17
36 | 18 | 72 | 18 | 144 | 18
38 | 19 | 76 | 19 | 152 | 19
40 | 20 | 80 | 20 | 160 | 20
42 | 21 | 84 | 21 | 168 | 21
44 | 22 | 88 | 22 | 176 | 22
46 | 23 | 92 | 23 | 184 | 23
48 | 24 | 96 | 24 | 192 | 24
50 | 25 | 100 | 25 | 200 | 25
52 | 26 | 104 | 26 | 208 | 26
54 | 27 | 108 | 27 | 216 | 27
56 | 28 | 112 | 28 | 224 | 28
58 | 29 | 116 | 29 | 232 | 29
60 | 30 | 120 | 30 | 240 | 30
62 | 31 | 124 | 31 | 248 | 31
64 | 32 | 128 | 32 | 256 | 32
66 | 33 | 132 | 33 | 264 | 33
68 | 34 | 136 | 34 | 272 | 34
70 | 35 | 140 | 35 | 280 | 35
72 | 36 | 144 | 36 | 288 | 36
74 | 37 | 148 | 37 | 296 | 37
76 | 38 | 152 | 38 | 304 | 38
78 | 39 | 156 | 39 | 312 | 39
80 | 40 | 160 | 40 | 320 | 40
82 | 41 | 164 | 41 | 328 | 41
84 | 42 | 168 | 42 | 336 | 42
86 | 43 | 172 | 43 | 344 | 43
88 | 44 | 176 | 44 | 352 | 44
90 | 45 | 180 | 45 | 360 | 45
92 | 46 | 184 | 46 | 368 | 46
94 | 47 | 188 | 47 | 376 | 47
96 | 48 | 192 | 48 | 384 | 48
98 | 49 | 196 | 49 | 392 | 49
100 | 50 | 200 | 50 | 400 | 50
102 | 51 | 204 | 51 | 408 | 51
104 | 52 | 208 | 52 | 416 | 52
106 | 53 | 212 | 53 | 424 | 53
108 | 54 | 216 | 54 | 432 | 54
110 | 55 | 220 | 55 | 440 | 55
112 | 56 | 224 | 56 | 448 | 56
114 | 57 | 228 | 57 | 456 | 57
116 | 58 | 232 | 58 | 464 | 58
118 | 59 | 236 | 59 | 472 | 59
120 | 60 | 240 | 60 | 480 | 60
122 | 61 | 244 | 61 | 488 | 61
124 | 62 | 248 | 62 | 496 | 62
126 | 63 | 252 | 63 | 504 | 63
128 | 64 | 256 | 64 | 512 | 64
130 | 65 | 260 | 65 | 520 | 65
132 | 66 | 264 | 66 | 528 | 66
134 | 67 | 268 | 67 | 536 | 67
136 | 68 | 272 | 68 | 544 | 68
138 | 69 | 276 | 69 | 552 | 69
140 | 70 | 280 | 70 | 560 | 70
142 | 71 | 284 | 71 | 568 | 71
144 | 72 | 288 | 72 | 576 | 72
146 | 73 | 292 | 73 | 584 | 73
148 | 74 | 296 | 74 | 592 | 74
150 | 75 | 300 | 75 | 600 | 75
152 | 76 | 304 | 76 | 608 | 76
154 | 77 | 308 | 77 | 616 | 77
156 | 78 | 312 | 78 | 624 | 78
158 | 79 | 316 | 79 | 632 | 79
160 | 80 | 320 | 80 | 640 | 80
162 | 81 | 324 | 81 | 648 | 81
164 | 82 | 328 | 82 | 656 | 82
166 | 83 | 332 | 83 | 664 | 83
168 | 84 | 336 | 84 | 672 | 84
170 | 85 | 340 | 85 | 680 | 85
172 | 86 | 344 | 86 | 688 | 86
174 | 87 | 348 | 87 | 696 | 87
176 | 88 | 352 | 88 | 704 | 88
178 | 89 | 356 | 89 | 712 | 89
180 | 90 | 360 | 90 | 720 | 90
182 | 91 | 364 | 91 | 728 | 91
184 | 92 | 368 | 92 | 736 | 92
186 | 93 | 372 | 93 | 744 | 93
188 | 94 | 376 | 94 | 752 | 94
190 | 95 | 380 | 95 | 760 | 95
192 | 96 | 384 | 96 | 768 | 96
194 | 97 | 388 | 97 | 776 | 97
196 | 98 | 392 | 98 | 784 | 98
198 | 99 | 396 | 99 | 792 | 99
200 | 100 | 400 | 100 | 800 | 100
202 | 101 | 404 | 101 | 808 | 101
204 | 102 | 408 | 102 | 816 | 102
206 | 103 | 412 | 103 | 824 | 103
208 | 104 | 416 | 104 | 832 | 104
210 | 105 | 420 | 105 | 840 | 105
212 | 106 | 424 | 106 | 848 | 106
214 | 107 | 428 | 107 | 856 | 107
216 | 108 | 432 | 108 | 864 | 108
218 | 109 | 436 | 109 | 872 | 109
220 | 110 | 440 | 110 | 880 | 110
222 | 111 | 444 | 111 | 888 | 111
224 | 112 | 448 | 112 | 896 | 112
226 | 113 | 452 | 113 | 904 | 113
228 | 114 | 456 | 114 | 912 | 114
230 | 115 | 460 | 115 | 920 | 115
232 | 116 | 464 | 116 | 928 | 116
234 | 117 | 468 | 117 | 936 | 117
236 | 118 | 472 | 118 | 944 | 118
238 | 119 | 476 | 119 | 952 | 119
240 | 120 | 480 | 120 | 960 | 120
242 | 121 | 484 | 121 | 968 | 121
244 | 122 | 488 | 122 | 976 | 122
246 | 123 | 492 | 123 | 984 | 123
248 | 124 | 496 | 124 | 992 | 124
250 | 125 | 500 | 125 | 1000 | 125
252 | 126 | 504 | 126 | 1008 | 126
254 | 127 | 508 | 127 | 1016 | 127
256 | 128 | 512 | 128 | 1024 | 128
258 | 129 | 516 | 129 | 1032 | 129
260 | 130 | 520 | 130 | 1040 | 130
262 | 131 | 524 | 131 | 1048 | 131
264 | 132 | 528 | 132 | 1056 | 132
266 | 133 | 532 | 133 | 1064 | 133
268 | 134 | 536 | 134 | 1072 | 134
270 | 135 | 540 | 135 | 1080 | 135
272 | 136 | 544 | 136 | 1088 | 136
274 | 137 | 548 | 137 | 1096 | 137
276 | 138 | 552 | 138 | 1104 | 138
278 | 139 | 556 | 139 | 1112 | 139
280 | 140 | 560 | 140 | 1120 | 140
282 | 141 | 564 | 141 | 1128 | 141
284 | 142 | 568 | 142 | 1136 | 142
286 | 143 | 572 | 143 | 1144 | 143
288 | 144 | 576 | 144 | 1152 | 144
290 | 145 | 580 | 145 | 1160 | 145
292 | 146 | 584 | 146 | 1168 | 146
294 | 147 | 588 | 147 | 1176 | 147
296 | 148 | 592 | 148 | 1184 | 148
298 | 149 | 596 | 149 | 1192 | 149
300 | 150 | 600 | 150 | 1200 | 150
302 | 151 | 604 | 151 | 1208 | 151
304 | 152 | 608 | 152 | 1216 | 152
306 | 153 | 612 | 153 | 1224 | 153
308 | 154 | 616 | 154 | 1232 | 154
310 | 155 | 620 | 155 | 1240 | 155
312 | 156 | 624 | 156 | 1248 | 156
314 | 157 | 628 | 157 | 1256 | 157
316 | 158 | 632 | 158 | 1264 | 158
318 | 159 | 636 | 159 | 1272 | 159
320 | 160 | 640 | 160 | 1280 | 160
322 | 161 | 644 | 161 | 1288 | 161
324 | 162 | 648 | 162 | 1296 | 162
326 | 163 | 652 | 163 | 1304 | 163
328 | 164 | 656 | 164 | 1312 | 164
330 | 165 | 660 | 165 | 1320 | 165
332 | 166 | 664 | 166 | 1328 | 166
334 | 167 | 668 | 167 | 1336 | 167
336 | 168 | 672 | 168 | 1344 | 168
338 | 169 | 676 | 169 | 1352 | 169
340 | 170 | 680 | 170 | 1360 | 170
342 | 171 | 684 | 171 | 1368 | 171
344 | 172 | 688 | 172 | 1376 | 172
346 | 173 | 692 | 173 | 1384 | 173
348 | 174 | 696 | 174 | 1392 | 174
350 | 175 | 700 | 175 | 1400 | 175
352 | 176 | 704 | 176 | 1408 | 176
354 | 177 | 708 | 177 | 1416 | 177
356 | 178 | 712 | 178 | 1424 | 178
358 | 179 | 716 | 179 | 1432 | 179
360 | 180 | 720 | 180 | 1440 | 180
362 | 181 | 724 | 181 | 1448 | 181
364 | 182 | 728 | 182 | 1456 | 182
366 | 183 | 732 | 183 | 1464 | 183
368 | 184 | 736 | 184 | 1472 | 184
370 | 185 | 740 | 185 | 1480 | 185
372 | 186 | 744 | 186 | 1488 | 186
374 | 187 | 748 | 187 | 1496 | 187
376 | 188 | 752 | 188 | 1504 | 188
378 | 189 | 756 | 189 | 1512 | 189
380 | 190 | 760 | 190 | 1520 | 190
382 | 191 | 764 | 191 | 1528 | 191
384 | 192 | 768 | 192 | 1536 | 192
386 | 193 | 772 | 193 | 1544 | 193
388 | 194 | 776 | 194 | 1552 | 194
390 | 195 | 780 | 195 | 1560 | 195
392 | 196 | 784 | 196 | 1568 | 196
394 | 197 | 788 | 197 | 1576 | 197
396 | 198 | 792 | 198 | 1584 | 198
398 | 199 | 796 | 199 | 1592 | 199
400 | 200 | 800 | 200 | 1600 | 200
402 | 201 | 804 | 201 | 1608 | 201
404 | 202 | 808 | 202 | 1616 | 202
406 | 203 | 812 | 203 | 1624 | 203
408 | 204 | 816 | 204 | 1632 | 204
410 | 205 | 820 | 205 | 1640 | 205
412 | 206 | 824 | 206 | 1648 | 206
414 | 207 | 828 | 207 | 1656 | 207
416 | 208 | 832 | 208 | 1664 | 208
418 | 209 | 836 | 209 | 1672 | 209
420 | 210 | 840 | 210 | 1680 | 210
422 | 211 | 844 | 211 | 1688 | 211
424 | 212 | 848 | 212 | 1696 | 212
426 | 213 | 852 | 213 | 1704 | 213
428 | 214 | 856 | 214 | 1712 | 214
430 | 215 | 860 | 215 | 1720 | 215
432 | 216 | 864 | 216 | 1728 | 216
434 | 217 | 868 | 217 | 1736 | 217
436 | 218 | 872 | 218 | 1744 | 218
438 | 219 | 876 | 219 | 1752 | 219
440 | 220 | 880 | 220 | 1760 | 220
442 | 221 | 884 | 221 | 1768 | 221
444 | 222 | 888 | 222 | 1776 | 222
446 | 223 | 892 | 223 | 1784 | 223
448 | 224 | 896 | 224 | 1792 | 224
450 | 225 | 900 | 225 | 1800 | 225
452 | 226 | 904 | 226 | 1808 | 226
454 | 227 | 908 | 227 | 1816 | 227
456 | 228 | 912 | 228 | 1824 | 228
458 | 229 | 916 | 229 | 1832 | 229
460 | 230 | 920 | 230 | 1840 | 230
462 | 231 | 924 | 231 | 1848 | 231
464 | 232 | 928 | 232 | 1856 | 232
466 | 233 | 932 | 233 | 1864 | 233
468 | 234 | 936 | 234 | 1872 | 234
470 | 235 | 940 | 235 | 1880 | 235
472 | 236 | 944 | 236 | 1888 | 236
474 | 237 | 948 | 237 | 1896 | 237
476 | 238 | 952 | 238 | 1904 | 238
478 | 239 | 956 | 239 | 1912 | 239
480 | 240 | 960 | 240 | 1920 | 240
482 | 241 | 964 | 241 | 1928 | 241
484 | 242 | 968 | 242 | 1936 | 242
486 | 243 | 972 | 243 | 1944 | 243
488 | 244 | 976 | 244 | 1952 | 244
490 | 245 | 980 | 245 | 1960 | 245
492 | 246 | 984 | 246 | 1968 | 246
494 | 247 | 988 | 247 | 1976 | 247
496 | 248 | 992 | 248 | 1984 | 248
498 | 249 | 996 | 249 | 1992 | 249
500 | 250 | 1000 | 250 | 2000 | 250
502 | 251 | 1004 | 251 | 2008 | 251
504 | 252 | 1008 | 252 | 2016 | 252
506 | 253 | 1012 | 253 | 2024 | 253
508 | 254 | 1016 | 254 | 2032 | 254
510 | 255 | 1020 | 255 | 2040 | 255
512 | 256 | 1024 | 256 | 2048 | 256
514 | 257 | 1028 | 257 | 2056 | 257
516 | 258 | 1032 | 258 | 2064 | 258
518 | 259 | 1036 | 259 | 2072 | 259
520 | 260 | 1040 | 260 | 2080 | 260
522 | 261 | 1044 | 261 | 2088 | 261
524 | 262 | 1048 | 262 | 2096 | 262
526 | 263 | 1052 | 263 | 2104 | 263
528 | 264 | 1056 | 264 | 2112 | 264
530 | 265 | 1060 | 265 | 2120 | 265
532 | 266 | 1064 | 266 | 2128 | 266
534 | 267 | 1068 | 267 | 2136 | 267
536 | 268 | 1072 | 268 | 2144 | 268
538 | 269 | 1076 | 269 | 2152 | 269
540 | 270 | 1080 | 270 | 2160 | 270
542 | 271 | 1084 | 271 | 2168 | 271
544 | 272 | 1088 | 272 | 2176 | 272
546 | 273 | 1092 | 273 | 2184 | 273
548 | 274 | 1096 | 274 | 2192 | 274
550 | 275 | 1100 | 275 | 2200 | 275
552 | 276 | 1104 | 276 | 2208 | 276
554 | 277 | 1108 | 277 | 2216 | 277
556 | 278 | 1112 | 278 | 2224 | 278
558 | 279 | 1116 | 279 | 2232 | 279
560 | 280 | 1120 | 280 | 2240 | 280
562 | 281 | 1124 | 281 | 2248 | 281
564 | 282 | 1128 | 282 | 2256 | 282
566 | 283 | 1132 | 283 | 2264 | 283
568 | 284 | 1136 | 284 | 2272 | 284
570 | 285 | 1140 | 285 | 2280 | 285
572 | 286 | 1144 | 286 | 2288 | 286
574 | 287 | 1148 | 287 | 2296 | 287
576 | 288 | 1152 | 288 | 2304 | 288
578 | 289 | 1156 | 289 | 2312 | 289
580 | 290 | 1160 | 290 | 2320 | 290
582 | 291 | 1164 | 291 | 2328 | 291
584 | 292 | 1168 | 292 | 2336 | 292
586 | 293 | 1172 | 293 | 2344 | 293
588 | 294 | 1176 | 294 | 2352 | 294
590 | 295 | 1180 | 295 | 2360 | 295
592 | 296 | 1184 | 296 | 2368 | 296
594 | 297 | 1188 | 297 | 2376 | 297
596 | 298 | 1192 | 298 | 2384 | 298
598 | 299 | 1196 | 299 | 2392 | 299
600 | 300 | 1200 | 300 | 2400 | 300
602 | 301 | 1204 | 301 | 2408 | 301
604 | 302 | 1208 | 302 | 2416 | 302
606 | 303 | 1212 | 303 | 2424 | 303
608 | 304 | 1216 | 304 | 2432 | 304
610 | 305 | 1220 | 305 | 2440 | 305
612 | 306 | 1224 | 306 | 2448 | 306
614 | 307 | 1228 | 307 | 2456 | 307
616 | 308 | 1232 | 308 | 2464 | 308
618 | 309 | 1236 | 309 | 2472 | 309
620 | 310 | 1240 | 310 | 2480 | 310
622 | 311 | 1244 | 311 | 2488 | 311
624 | 312 | 1248 | 312 | 2496 | 312
626 | 313 | 1252 | 313 | 2504 | 313
628 | 314 | 1256 | 314 | 2512 | 314
630 | 315 | 1260 | 315 | 2520 | 315
632 | 316 | 1264 | 316 | 2528 | 316
634 | 317 | 1268 | 317 | 2536 | 317
636 | 318 | 1272 | 318 | 2544 | 318
638 | 319 | 1276 | 319 | 2552 | 319
640 | 320 | 1280 | 320 | 2560 | 320
642 | 321 | 1284 | 321 | 2568 | 321
644 | 322 | 1288 | 322 | 2576 | 322
646 | 323 | 1292 | 323 | 2584 | 323
648 | 324 | 1296 | 324 | 2592 | 324
650 | 325 | 1300 | 325 | 2600 | 325
652 | 326 | 1304 | 326 | 2608 | 326
654 | 327 | 1308 | 327 | 2616 | 327
656 | 328 | 1312 | 328 | 2624 | 328
658 | 329 | 1316 | 329 | 2632 | 329
660 | 330 | 1320 | 330 | 2640 | 330
662 | 331 | 1324 | 331 | 2648 | 331
664 | 332 | 1328 | 332 | 2656 | 332
666 | 333 | 1332 | 333 | 2664 | 333
668 | 334 | 1336 | 334 | 2672 | 334
670 | 335 | 1340 | 335 | 2680 | 335
672 | 336 | 1344 | 336 | 2688 | 336
674 | 337 | 1348 | 337 | 2696 | 337
676 | 338 | 1352 | 338 | 2704 | 338
678 | 339 | 1356 | 339 | 2712 | 339
680 | 340 | 1360 | 340 | 2720 | 340
682 | 341 | 1364 | 341 | 2728 | 341
684 | 342 | 1368 | 342 | 2736 | 342
686 | 343 | 1372 | 343 | 2744 | 343
688 | 344 | 1376 | 344 | 2752 | 344
690 | 345 | 1380 | 345 | 2760 | 345
692 | 346 | 1384 | 346 | 2768 | 346
694 | 347 | 1388 | 347 | 2776 | 347
696 | 348 | 1392 | 348 | 2784 | 348
698 | 349 | 1396 | 349 | 2792 | 349
700 | 350 | 1400 | 350 | 2800 | 350
702 | 351 | 1404 | 351 | 2808 | 351
704 | 352 | 1408 | 352 | 2816 | 352
706 | 353 | 1412 | 353 | 2824 | 353
708 | 354 | 1416 | 354 | 2832 | 354
710 | 355 | 1420 | 355 | 2840 | 355
712 | 356 | 1424 | 356 | 2848 | 356
714 | 357 | 1428 | 357 | 2856 | 357
716 | 358 | 1432 | 358 | 2864 | 358
718 | 359 | 1436 | 359 | 2872 | 359
720 | 360 | 1440 | 360 | 2880 | 360
722 | 361 | 1444 | 361 | 2888 | 361
724 | 362 | 1448 | 362 | 2896 | 362
726 | 363 | 1452 | 363 | 2904 | 363
728 | 364 | 1456 | 364 | 2912 | 364
730 | 365 | 1460 | 365 | 2920 | 365
732 | 366 | 1464 | 366 | 2928 | 366
734 | 367 | 1468 | 367 | 2936 | 367
736 | 368 | 1472 | 368 | 2944 | 368
738 | 369 | 1476 | 369 | 2952 | 369
740 | 370 | 1480 | 370 | 2960 | 370
742 | 371 | 1484 | 371 | 2968 | 371
744 | 372 | 1488 | 372 | 2976 | 372
746 | 373 | 1492 | 373 | 2984 | 373
748 | 374 | 1496 | 374 | 2992 | 374
750 | 375 | 1500 | 375 | 3000 | 375
752 | 376 | 1504 | 376 | 3008 | 376
754 | 377 | 1508 | 377 | 3016 | 377
756 | 378 | 1512 | 378 | 3024 | 378
758 | 379 | 1516 | 379 | 3032 | 379
760 | 380 | 1520 | 380 | 3040 | 380
762 | 381 | 1524 | 381 | 3048 | 381
764 | 382 | 1528 | 382 | 3056 | 382
766 | 383 | 1532 | 383 | 3064 | 383
768 | 384 | 1536 | 384 | 3072 | 384
770 | 385 | 1540 | 385 | 3080 | 385
772 | 386 | 1544 | 386 | 3088 | 386
774 | 387 | 1548 | 387 | 3096 | 387
776 | 388 | 1552 | 388 | 3104 | 388
778 | 389 | 1556 | 389 | 3112 | 389
780 | 390 | 1560 | 390 | 3120 | 390
782 | 391 | 1564 | 391 | 3128 | 391
784 | 392 | 1568 | 392 | 3136 | 392
786 | 393 | 1572 | 393 | 3144 | 393
788 | 394 | 1576 | 394 | 3152 | 394
790 | 395 | 1580 | 395 | 3160 | 395
792 | 396 | 1584 | 396 | 3168 | 396
794 | 397 | 1588 | 397 | 3176 | 397
796 | 398 | 1592 | 398 | 3184 | 398
798 | 399 | 1596 | 399 | 3192 | 399
800 | 400 | 1600 | 400 | 3200 | 400
802 | 401 | 1604 | 401 | 3208 | 401
804 | 402 | 1608 | 402 | 3216 | 402
806 | 403 | 1612 | 403 | 3224 | 403
808 | 404 | 1616 | 404 | 3232 | 404
810 | 405 | 1620 | 405 | 3240 | 405
812 | 406 | 1624 | 406 | 3248 | 406
814 | 407 | 1628 | 407 | 3256 | 407
816 | 408 | 1632 | 408 | 3264 | 408
818 | 409 | 1636 | 409 | 3272 | 409
820 | 410 | 1640 | 410 | 3280 | 410
822 | 411 | 1644 | 411 | 3288 | 411
824 | 412 | 1648 | 412 | 3296 | 412
826 | 413 | 1652 | 413 | 3304 | 413
828 | 414 | 1656 | 414 | 3312 | 414
830 | 415 | 1660 | 415 | 3320 | 415
832 | 416 | 1664 | 416 | 3328 | 416
834 | 417 | 1668 | 417 | 3336 | 417
836 | 418 | 1672 | 418 | 3344 | 418
838 | 419 | 1676 | 419 | 3352 | 419
840 | 420 | 1680 | 420 | 3360 | 420
842 | 421 | 1684 | 421 | 3368 | 421
844 | 422 | 1688 | 422 | 3376 | 422
846 | 423 | 1692 | 423 | 3384 | 423
848 | 424 | 1696 | 424 | 3392 | 424
850 | 425 | 1700 | 425 | 3400 | 425
852 | 426 | 1704 | 426 | 3408 | 426
854 | 427 | 1708 | 427 | 3416 | 427
856 | 428 | 1712 | 428 | 3424 | 428
858 | 429 | 1716 | 429 | 3432 | 429
860 | 430 | 1720 | 430 | 3440 | 430
862 | 431 | 1724 | 431 | 3448 | 431
864 | 432 | 1728 | 432 | 3456 | 432
866 | 433 | 1732 | 433 | 3464 | 433
868 | 434 | 1736 | 434 | 3472 | 434
870 | 435 | 1740 | 435 | 3480 | 435
872 | 436 | 1744 | 436 | 3488 | 436
874 | 437 | 1748 | 437 | 3496 | 437
876 | 438 | 1752 | 438 | 3504 | 438
878 | 439 | 1756 | 439 | 3512 | 439
880 | 440 | 1760 | 440 | 3520 | 440
882 | 441 | 1764 | 441 | 3528 | 441
884 | 442 | 1768 | 442 | 3536 | 442
886 | 443 | 1772 | 443 | 3544 | 443
888 | 444 | 1776 | 444 | 3552 | 444
890 | 445 | 1780 | 445 | 3560 | 445
892 | 446 | 1784 | 446 | 3568 | 446
894 | 447 | 1788 | 447 | 3576 | 447
896 | 448 | 1792 | 448 | 3584 | 448
898 | 449 | 1796 | 449 | 3592 | 449
900 | 450 | 1800 | 450 | 3600 | 450
902 | 451 | 1804 | 451 | 3608 | 451
904 | 452 | 1808 | 452 | 3616 | 452
906 | 453 | 1812 | 453 | 3624 | 453
908 | 454 | 1816 | 454 | 3632 | 454
910 | 455 | 1820 | 455 | 3640 | 455
912 | 456 | 1824 | 456 | 3648 | 456
914 | 457 | 1828 | 457 | 3656 | 457
916 | 458 | 1832 | 458 | 3664 | 458
918 | 459 | 1836 | 459 | 3672 | 459
920 | 460 | 1840 | 460 | 3680 | 460
922 | 461 | 1844 | 461 | 3688 | 461
924 | 462 | 1848 | 462 | 3696 | 462
926 | 463 | 1852 | 463 | 3704 | 463
928 | 464 | 1856 | 464 | 3712 | 464
930 | 465 | 1860 | 465 | 3720 | 465
932 | 466 | 1864 | 466 | 3728 | 466
934 | 467 | 1868 | 467 | 3736 | 467
936 | 468 | 1872 | 468 | 3744 | 468
938 | 469 | 1876 | 469 | 3752 | 469
940 | 470 | 1880 | 470 | 3760 | 470
942 | 471 | 1884 | 471 | 3768 | 471
944 | 472 | 1888 | 472 | 3776 | 472
946 | 473 | 1892 | 473 | 3784 | 473
948 | 474 | 1896 | 474 | 3792 | 474
950 | 475 | 1900 | 475 | 3800 | 475
952 | 476 | 1904 | 476 | 3808 | 476
954 | 477 | 1908 | 477 | 3816 | 477
956 | 478 | 1912 | 478 | 3824 | 478
958 | 479 | 1916 | 479 | 3832 | 479
960 | 480 | 1920 | 480 | 3840 | 480
962 | 481 | 1924 | 481 | 3848 | 481
964 | 482 | 1928 | 482 | 3856 | 482
966 | 483 | 1932 | 483 | 3864 | 483
968 | 484 | 1936 | 484 | 3872 | 484
970 | 485 | 1940 | 485 | 3880 | 485
972 | 486 | 1944 | 486 | 3888 | 486
974 | 487 | 1948 | 487 | 3896 | 487
976 | 488 | 1952 | 488 | 3904 | 488
978 | 489 | 1956 | 489 | 3912 | 489
980 | 490 | 1960 | 490 | 3920 | 490
982 | 491 | 1964 | 491 | 3928 | 491
984 | 492 | 1968 | 492 | 3936 | 492
986 | 493 | 1972 | 493 | 3944 | 493
988 | 494 | 1976 | 494 | 3952 | 494
990 | 495 | 1980 | 495 | 3960 | 495
992 | 496 | 1984 | 496 | 3968 | 496
994 | 497 | 1988 | 497 | 3976 | 497
996 | 498 | 1992 | 498 | 3984 | 498
998 | 499 | 1996 | 499 | 3992 | 499
1000 | 500 | 2000 | 500 | 4000 | 500
1002 | 501 | 2004 | 501 | 4008 | 501
1004 | 502 | 2008 | 502 | 4016 | 502
1006 | 503 | 2012 | 503 | 4024 | 503
1008 | 504 | 2016 | 504 | 4032 | 504
1010 | 505 | 2020 | 505 | 4040 | 505
1012 | 506 | 2024 | 506 | 4048 | 506
1014 | 507 | 2028 | 507 | 4056 | 507
1016 | 508 | 2032 | 508 | 4064 | 508
1018 | 509 | 2036 | 509 | 4072 | 509
1020 | 510 | 2040 | 510 | 4080 | 510
1022 | 511 | 2044 | 511 | 4088 | 511
1024 | 512 | 2048 | 512 | 4096 | 512
1026 | 513 | 2052 | 513 | 4104 | 513
1028 | 514 | 2056 | 514 | 4112 | 514
1030 | 515 | 2060 | 515 | 4120 | 515
1032 | 516 | 2064 | 516 | 4128 | 516
1034 | 517 | 2068 | 517 | 4136 | 517
1036 | 518 | 2072 | 518 | 4144 | 518
1038 | 519 | 2076 | 519 | 4152 | 519
1040 | 520 | 2080 | 520 | 4160 | 520
1042 | 521 | 2084 | 521 | 4168 | 521
1044 | 522 | 2088 | 522 | 4176 | 522
1046 | 523 | 2092 | 523 | 4184 | 523
1048 | 524 | 2096 | 524 | 4192 | 524
1050 | 525 | 2100 | 525 | 4200 | 525
1052 | 526 | 2104 | 526 | 4208 | 526
1054 | 527 | 2108 | 527 | 4216 | 527
1056 | 528 | 2112 | 528 | 4224 | 528
1058 | 529 | 2116 | 529 | 4232 | 529
1060 | 530 | 2120 | 530 | 4240 | 530
1062 | 531 | 2124 | 531 | 4248 | 531
1064 | 532 | 2128 | 532 | 4256 | 532
1066 | 533 | 2132 | 533 | 4264 | 533
1068 | 534 | 2136 | 534 | 4272 | 534
1070 | 535 | 2140 | 535 | 4280 | 535
1072 | 536 | 2144 | 536 | 4288 | 536
1074 | 537 | 2148 | 537 | 4296 | 537
1076 | 538 | 2152 | 538 | 4304 | 538
1078 | 539 | 2156 | 539 | 4312 | 539
1080 | 540 | 2160 | 540 | 4320 | 540
1082 | 541 | 2164 | 541 | 4328 | 541
1084 | 542 | 2168 | 542 | 4336 | 542
1086 | 543 | 2172 | 543 | 4344 | 543
1088 | 544 | 2176 | 544 | 4352 | 544
1090 | 545 | 2180 | 545 | 4360 | 545
1092 | 546 | 2184 | 546 | 4368 | 546
1094 | 547 | 2188 | 547 | 4376 | 547
1096 | 548 | 2192 | 548 | 4384 | 548
1098 | 549 | 2196 | 549 | 4392 | 549
1100 | 550 | 2200 | 550 | 4400 | 550
1102 | 551 | 2204 | 551 | 4408 | 551
1104 | 552 | 2208 | 552 | 4416 | 552
1106 | 553 | 2212 | 553 | 4424 | 553
1108 | 554 | 2216 | 554 | 4432 | 554
1110 | 555 | 2220 | 555 | 4440 | 555
1112 | 556 | 2224 | 556 | 4448 | 556
1114 | 557 | 2228 | 557 | 4456 | 557
1116 | 558 | 2232 | 558 | 4464 | 558
1118 | 559 | 2236 | 559 | 4472 | 559
1120 | 560 | 2240 | 560 | 4480 | 560
1122 | 561 | 2244 | 561 | 4488 | 561
1124 | 562 | 2248 | 562 | 4496 | 562
1126 | 563 | 2252 | 563 | 4504 | 563
1128 | 564 | 2256 | 564 | 4512 | 564
1130 | 565 | 2260 | 565 | 4520 | 565
1132 | 566 | 2264 | 566 | 4528 | 566
1134 | 567 | 2268 | 567 | 4536 | 567
1136 | 568 | 2272 | 568 | 4544 | 568
1138 | 569 | 2276 | 569 | 4552 | 569
1140 | 570 | 2280 | 570 | 4560 | 570
1142 | 571 | 2284 | 571 | 4568 | 571
1144 | 572 | 2288 | 572 | 4576 | 572
1146 | 573 | 2292 | 573 | 4584 | 573
1148 | 574 | 2296 | 574 | 4592 | 574
1150 | 575 | 2300 | 575 | 4600 | 575
1152 | 576 | 2304 | 576 | 4608 | 576
1154 | 577 | 2308 | 577 | 4616 | 577
1156 | 578 | 2312 | 578 | 4624 | 578
1158 | 579 | 2316 | 579 | 4632 | 579
1160 | 580 | 2320 | 580 | 4640 | 580
1162 | 581 | 2324 | 581 | 4648 | 581
1164 | 582 | 2328 | 582 | 4656 | 582
1166 | 583 | 2332 | 583 | 4664 | 583
1168 | 584 | 2336 | 584 | 4672 | 584
1170 | 585 | 2340 | 585 | 4680 | 585
1172 | 586 | 2344 | 586 | 4688 | 586
1174 | 587 | 2348 | 587 | 4696 | 587
1176 | 588 | 2352 | 588 | 4704 | 588
1178 | 589 | 2356 | 589 | 4712 | 589
1180 | 590 | 2360 | 590 | 4720 | 590
1182 | 591 | 2364 | 591 | 4728 | 591
1184 | 592 | 2368 | 592 | 4736 | 592
1186 | 593 | 2372 | 593 | 4744 | 593
1188 | 594 | 2376 | 594 | 4752 | 594
1190 | 595 | 2380 | 595 | 4760 | 595
1192 | 596 | 2384 | 596 | 4768 | 596
1194 | 597 | 2388 | 597 | 4776 | 597
1196 | 598 | 2392 | 598 | 4784 | 598
1198 | 599 | 2396 | 599 | 4792 | 599
1200 | 600 | 2400 | 600 | 4800 | 600
1202 | 601 | 2404 | 601 | 4808 | 601
1204 | 602 | 2408 | 602 | 4816 | 602
1206 | 603 | 2412 | 603 | 4824 | 603
1208 | 604 | 2416 | 604 | 4832 | 604
1210 | 605 | 2420 | 605 | 4840 | 605
1212 | 606 | 2424 | 606 | 4848 | 606
1214 | 607 | 2428 | 607 | 4856 | 607
1216 | 608 | 2432 | 608 | 4864 | 608
1218 | 609 | 2436 | 609 | 4872 | 609
1220 | 610 | 2440 | 610 | 4880 | 610
1222 | 611 | 2444 | 611 | 4888 | 611
1224 | 612 | 2448 | 612 | 4896 | 612
1226 | 613 | 2452 | 613 | 4904 | 613
1228 | 614 | 2456 | 614 | 4912 | 614
1230 | 615 | 2460 | 615 | 4920 | 615
1232 | 616 | 2464 | 616 | 4928 | 616
1234 | 617 | 2468 | 617 | 4936 | 617
1236 | 618 | 2472 | 618 | 4944 | 618
1238 | 619 | 2476 | 619 | 4952 | 619
1240 | 620 | 2480 | 620 | 4960 | 620
1242 | 621 | 2484 | 621 | 4968 | 621
1244 | 622 | 2488 | 622 | 4976 | 622
1246 | 623 | 2492 | 623 | 4984 | 623
1248 | 624 | 2496 | 624 | 4992 | 624
1250 | 625 | 2500 | 625 | 5000 | 625
1252 | 626 | 2504 | 626 | 5008 | 626
1254 | 627 | 2508 | 627 | 5016 | 627
1256 | 628 | 2512 | 628 | 5024 | 628
1258 | 629 | 2516 | 629 | 5032 | 629
1260 | 630 | 2520 | 630 | 5040 | 630
1262 | 631 | 2524 | 631 | 5048 | 631
1264 | 632 | 2528 | 632 | 5056 | 632
1266 | 633 | 2532 | 633 | 5064 | 633
1268 | 634 | 2536 | 634 | 5072 | 634
1270 | 635 | 2540 | 635 | 5080 | 635
1272 | 636 | 2544 | 636 | 5088 | 636
1274 | 637 | 2548 | 637 | 5096 | 637
1276 | 638 | 2552 | 638 | 5104 | 638
1278 | 639 | 2556 | 639 | 5112 | 639
1280 | 640 | 2560 | 640 | 5120 | 640
1282 | 641 | 2564 | 641 | 5128 | 641
1284 | 642 | 2568 | 642 | 5136 | 642
1286 | 643 | 2572 | 643 | 5144 | 643
1288 | 644 | 2576 | 644 | 5152 | 644
1290 | 645 | 2580 | 645 | 5160 | 645
1292 | 646 | 2584 | 646 | 5168 | 646
1294 | 647 | 2588 | 647 | 5176 | 647
1296 | 648 | 2592 | 648 | 5184 | 648
1298 | 649 | 2596 | 649 | 5192 | 649
1300 | 650 | 2600 | 650 | 5200 | 650
1302 | 651 | 2604 | 651 | 5208 | 651
1304 | 652 | 2608 | 652 | 5216 | 652
1306 | 653 | 2612 | 653 | 5224 | 653
1308 | 654 | 2616 | 654 | 5232 | 654
1310 | 655 | 2620 | 655 | 5240 | 655
1312 | 656 | 2624 | 656 | 5248 | 656
1314 | 657 | 2628 | 657 | 5256 | 657
1316 | 658 | 2632 | 658 | 5264 | 658
1318 | 659 | 2636 | 659 | 5272 | 659
1320 | 660 | 2640 | 660 | 5280 | 660
1322 | 661 | 2644 | 661 | 5288 | 661
1324 | 662 | 2648 | 662 | 5296 | 662
1326 | 663 | 2652 | 663 | 5304 | 663
1328 | 664 | 2656 | 664 | 5312 | 664
1330 | 665 | 2660 | 665 | 5320 | 665
1332 | 666 | 2664 | 666 | 5328 | 666
1334 | 667 | 2668 | 667 | 5336 | 667
1336 | 668 | 2672 | 668 | 5344 | 668
1338 | 669 | 2676 | 669 | 5352 | 669
1340 | 670 | 2680 | 670 | 5360 | 670
1342 | 671 | 2684 | 671 | 5368 | 671
1344 | 672 | 2688 | 672 | 5376 | 672
1346 | 673 | 2692 | 673 | 5384 | 673
1348 | 674 | 2696 | 674 | 5392 | 674
1350 | 675 | 2700 | 675 | 5400 | 675
1352 | 676 | 2704 | 676 | 5408 | 676
1354 | 677 | 2708 | 677 | 5416 | 677
1356 | 678 | 2712 | 678 | 5424 | 678
1358 | 679 | 2716 | 679 | 5432 | 679
1360 | 680 | 2720 | 680 | 5440 | 680
1362 | 681 | 2724 | 681 | 5448 | 681
1364 | 682 | 2728 | 682 | 5456 | 682
1366 | 683 | 2732 | 683 | 5464 | 683
1368 | 684 | 2736 | 684 | 5472 | 684
1370 | 685 | 2740 | 685 | 5480 | 685
1372 | 686 | 2744 | 686 | 5488 | 686
1374 | 687 | 2748 | 687 | 5496 | 687
1376 | 688 | 2752 | 688 | 5504 | 688
1378 | 689 | 2756 | 689 | 5512 | 689
1380 | 690 | 2760 | 690 | 5520 | 690
1382 | 691 | 2764 | 691 | 5528 | 691
1384 | 692 | 2768 | 692 | 5536 | 692
1386 | 693 | 2772 | 693 | 5544 | 693
1388 | 694 | 2776 | 694 | 5552 | 694
1390 | 695 | 2780 | 695 | 5560 | 695
1392 | 696 | 2784 | 696 | 5568 | 696
1394 | 697 | 2788 | 697 | 5576 | 697
1396 | 698 | 2792 | 698 | 5584 | 698
1398 | 699 | 2796 | 699 | 5592 | 699
1400 | 700 | 2800 | 700 | 5600 | 700
1402 | 701 | 2804 | 701 | 5608 | 701
1404 | 702 | 2808 | 702 | 5616 | 702
1406 | 703 | 2812 | 703 | 5624 | 703
1408 | 704 | 2816 | 704 | 5632 | 704
1410 | 705 | 2820 | 705 | 5640 | 705
1412 | 706 | 2824 | 706 | 5648 | 706
1414 | 707 | 2828 | 707 | 5656 | 707
1416 | 708 | 2832 | 708 | 5664 | 708
1418 | 709 | 2836 | 709 | 5672 | 709
1420 | 710 | 2840 | 710 | 5680 | 710
1422 | 711 | 2844 | 711 | 5688 | 711
1424 | 712 | 2848 | 712 | 5696 | 712
1426 | 713 | 2852 | 713 | 5704 | 713
1428 | 714 | 2856 | 714 | 5712 | 714
1430 | 715 | 2860 | 715 | 5720 | 715
1432 | 716 | 2864 | 716 | 5728 | 716
1434 | 717 | 2868 | 717 | 5736 | 717
1436 | 718 | 2872 | 718 | 5744 | 718
1438 | 719 | 2876 | 719 | 5752 | 719
1440 | 720 | 2880 | 720 | 5760 | 720
1442 | 721 | 2884 | 721 | 5768 | 721
1444 | 722 | 2888 | 722 | 5776 | 722
1446 | 723 | 2892 | 723 | 5784 | 723
1448 | 724 | 2896 | 724 | 5792 | 724
1450 | 725 | 2900 | 725 | 5800 | 725
1452 | 726 | 2904 | 726 | 5808 | 726
1454 | 727 | 2908 | 727 | 5816 | 727
1456 | 728 | 2912 | 728 | 5824 | 728
1458 | 729 | 2916 | 729 | 5832 | 729
1460 | 730 | 2920 | 730 | 5840 | 730
1462 | 731 | 2924 | 731 | 5848 | 731
1464 | 732 | 2928 | 732 | 5856 | 732
1466 | 733 | 2932 | 733 | 5864 | 733
1468 | 734 | 2936 | 734 | 5872 | 734
1470 | 735 | 2940 | 735 | 5880 | 735
1472 | 736 | 2944 | 736 | 5888 | 736
1474 | 737 | 2948 | 737 | 5896 | 737
1476 | 738 | 2952 | 738 | 5904 | 738
1478 | 739 | 2956 | 739 | 5912 | 739
1480 | 740 | 2960 | 740 | 5920 | 740
1482 | 741 | 2964 | 741 | 5928 | 741
1484 | 742 | 2968 | 742 | 5936 | 742
1486 | 743 | 2972 | 743 | 5944 | 743
1488 | 744 | 2976 | 744 | 5952 | 744
1490 | 745 | 2980 | 745 | 5960 | 745
1492 | 746 | 2984 | 746 | 5968 | 746
1494 | 747 | 2988 | 747 | 5976 | 747
1496 | 748 | 2992 | 748 | 5984 | 748
1498 | 749 | 2996 | 749 | 5992 | 749
1500 | 750 | 3000 | 750 | 6000 | 750
1502 | 751 | 3004 | 751 | 6008 | 751
1504 | 752 | 3008 | 752 | 6016 | 752
1506 | 753 | 3012 | 753 | 6024 | 753
1508 | 754 | 3016 | 754 | 6032 | 754
1510 | 755 | 3020 | 755 | 6040 | 755
1512 | 756 | 3024 | 756 | 6048 | 756
1514 | 757 | 3028 | 757 | 6056 | 757
1516 | 758 | 3032 | 758 | 6064 | 758
1518 | 759 | 3036 | 759 | 6072 | 759
1520 | 760 | 3040 | 760 | 6080 | 760
1522 | 761 | 3044 | 761 | 6088 | 761
1524 | 762 | 3048 | 762 | 6096 | 762
1526 | 763 | 3052 | 763 | 6104 | 763
1528 | 764 | 3056 | 764 | 6112 | 764
1530 | 765 | 3060 | 765 | 6120 | 765
1532 | 766 | 3064 | 766 | 6128 | 766
1534 | 767 | 3068 | 767 | 6136 | 767
1536 | 768 | 3072 | 768 | 6144 | 768
1538 | 769 | 3076 | 769 | 6152 | 769
1540 | 770 | 3080 | 770 | 6160 | 770
1542 | 771 | 3084 | 771 | 6168 | 771
1544 | 772 | 3088 | 772 | 6176 | 772
1546 | 773 | 3092 | 773 | 6184 | 773
1548 | 774 | 3096 | 774 | 6192 | 774
1550 | 775 | 3100 | 775 | 6200 | 775
1552 | 776 | 3104 | 776 | 6208 | 776
1554 | 777 | 3108 | 777 | 6216 | 777
1556 | 778 | 3112 | 778 | 6224 | 778
1558 | 779 | 3116 | 779 | 6232 | 779
1560 | 780 | 3120 | 780 | 6240 | 780
1562 | 781 | 3124 | 781 | 6248 | 781
1564 | 782 | 3128 | 782 | 6256 | 782
1566 | 783 | 3132 | 783 | 6264 | 783
1568 | 784 | 3136 | 784 | 6272 | 784
1570 | 785 | 3140 | 785 | 6280 | 785
1572 | 786 | 3144 | 786 | 6288 | 786
1574 | 787 | 3148 | 787 | 6296 | 787
1576 | 788 | 3152 | 788 | 6304 | 788
1578 | 789 | 3156 | 789 | 6312 | 789
1580 | 790 | 3160 | 790 | 6320 | 790
1582 | 791 | 3164 | 791 | 6328 | 791
1584 | 792 | 3168 | 792 | 6336 | 792
1586 | 793 | 3172 | 793 | 6344 | 793
1588 | 794 | 3176 | 794 | 6352 | 794
1590 | 795 | 3180 | 795 | 6360 | 795
1592 | 796 | 3184 | 796 | 6368 | 796
1594 | 797 | 3188 | 797 | 6376 | 797
1596 | 798 | 3192 | 798 | 6384 | 798
1598 | 799 | 3196 | 799 | 6392 | 799
1600 | 800 | 3200 | 800 | 6400 | 800
1602 | 801 | 3204 | 801 | 6408 | 801
1604 | 802 | 3208 | 802 | 6416 | 802
1606 | 803 | 3212 | 803 | 6424 | 803
1608 | 804 | 3216 | 804 | 6432 | 804
1610 | 805 | 3220 | 805 | 6440 | 805
1612 | 806 | 3224 | 806 | 6448 | 806
1614 | 807 | 3228 | 807 | 6456 | 807
1616 | 808 | 3232 | 808 | 6464 | 808
1618 | 809 | 3236 | 809 | 6472 | 809
1620 | 810 | 3240 | 810 | 6480 | 810
1622 | 811 | 3244 | 811 | 6488 | 811
1624 | 812 | 3248 | 812 | 6496 | 812
1626 | 813 | 3252 | 813 | 6504 | 813
1628 | 814 | 3256 | 814 | 6512 | 814
1630 | 815 | 3260 | 815 | 6520 | 815
1632 | 816 | 3264 | 816 | 6528 | 816
1634 | 817 | 3268 | 817 | 6536 | 817
1636 | 818 | 3272 | 818 | 6544 | 818
1638 | 819 | 3276 | 819 | 6552 | 819
1640 | 820 | 3280 | 820 | 6560 | 820
1642 | 821 | 3284 | 821 | 6568 | 821
1644 | 822 | 3288 | 822 | 6576 | 822
1646 | 823 | 3292 | 823 | 6584 | 823
1648 | 824 | 3296 | 824 | 6592 | 824
1650 | 825 | 3300 | 825 | 6600 | 825
1652 | 826 | 3304 | 826 | 6608 | 826
1654 | 827 | 3308 | 827 | 6616 | 827
1656 | 828 | 3312 | 828 | 6624 | 828
1658 | 829 | 3316 | 829 | 6632 | 829
1660 | 830 | 3320 | 830 | 6640 | 830
1662 | 831 | 3324 | 831 | 6648 | 831
1664 | 832 | 3328 | 832 | 6656 | 832
1666 | 833 | 3332 | 833 | 6664 | 833
1668 | 834 | 3336 | 834 | 6672 | 834
1670 | 835 | 3340 | 835 | 6680 | 835
1672 | 836 | 3344 | 836 | 6688 | 836
1674 | 837 | 3348 | 837 | 6696 | 837
1676 | 838 | 3352 | 838 | 6704 | 838
1678 | 839 | 3356 | 839 | 6712 | 839
1680 | 840 | 3360 | 840 | 6720 | 840
1682 | 841 | 3364 | 841 | 6728 | 841
1684 | 842 | 3368 | 842 | 6736 | 842
1686 | 843 | 3372 | 843 | 6744 | 843
1688 | 844 | 3376 | 844 | 6752 | 844
1690 | 845 | 3380 | 845 | 6760 | 845
1692 | 846 | 3384 | 846 | 6768 | 846
1694 | 847 | 3388 | 847 | 6776 | 847
1696 | 848 | 3392 | 848 | 6784 | 848
1698 | 849 | 3396 | 849 | 6792 | 849
1700 | 850 | 3400 | 850 | 6800 | 850
1702 | 851 | 3404 | 851 | 6808 | 851
1704 | 852 | 3408 | 852 | 6816 | 852
1706 | 853 | 3412 | 853 | 6824 | 853
1708 | 854 | 3416 | 854 | 6832 | 854
1710 | 855 | 3420 | 855 | 6840 | 855
1712 | 856 | 3424 | 856 | 6848 | 856
1714 | 857 | 3428 | 857 | 6856 | 857
1716 | 858 | 3432 | 858 | 6864 | 858
1718 | 859 | 3436 | 859 | 6872 | 859
1720 | 860 | 3440 | 860 | 6880 | 860
1722 | 861 | 3444 | 861 | 6888 | 861
1724 | 862 | 3448 | 862 | 6896 | 862
1726 | 863 | 3452 | 863 | 6904 | 863
1728 | 864 | 3456 | 864 | 6912 | 864
1730 | 865 | 3460 | 865 | 6920 | 865
1732 | 866 | 3464 | 866 | 6928 | 866
1734 | 867 | 3468 | 867 | 6936 | 867
1736 | 868 | 3472 | 868 | 6944 | 868
1738 | 869 | 3476 | 869 | 6952 | 869
1740 | 870 | 3480 | 870 | 6960 | 870
1742 | 871 | 3484 | 871 | 6968 | 871
1744 | 872 | 3488 | 872 | 6976 | 872
1746 | 873 | 3492 | 873 | 6984 | 873
1748 | 874 | 3496 | 874 | 6992 | 874
1750 | 875 | 3500 | 875 | 7000 | 875
1752 | 876 | 3504 | 876 | 7008 | 876
1754 | 877 | 3508 | 877 | 7016 | 877
1756 | 878 | 3512 | 878 | 7024 | 878
1758 | 879 | 3516 | 879 | 7032 | 879
1760 | 880 | 3520 | 880 | 7040 | 880
1762 | 881 | 3524 | 881 | 7048 | 881
1764 | 882 | 3528 | 882 | 7056 | 882
1766 | 883 | 3532 | 883 | 7064 | 883
1768 | 884 | 3536 | 884 | 7072 | 884
1770 | 885 | 3540 | 885 | 7080 | 885
1772 | 886 | 3544 | 886 | 7088 | 886
1774 | 887 | 3548 | 887 | 7096 | 887
1776 | 888 | 3552 | 888 | 7104 | 888
1778 | 889 | 3556 | 889 | 7112 | 889
1780 | 890 | 3560 | 890 | 7120 | 890
1782 | 891 | 3564 | 891 | 7128 | 891
1784 | 892 | 3568 | 892 | 7136 | 892
1786 | 893 | 3572 | 893 | 7144 | 893
1788 | 894 | 3576 | 894 | 7152 | 894
1790 | 895 | 3580 | 895 | 7160 | 895
1792 | 896 | 3584 | 896 | 7168 | 896
1794 | 897 | 3588 | 897 | 7176 | 897
1796 | 898 | 3592 | 898 | 7184 | 898
1798 | 899 | 3596 | 899 | 7192 | 899
1800 | 900 | 3600 | 900 | 7200 | 900
1802 | 901 | 3604 | 901 | 7208 | 901
1804 | 902 | 3608 | 902 | 7216 | 902
1806 | 903 | 3612 | 903 | 7224 | 903
1808 | 904 | 3616 | 904 | 7232 | 904
1810 | 905 | 3620 | 905 | 7240 | 905
1812 | 906 | 3624 | 906 | 7248 | 906
1814 | 907 | 3628 | 907 | 7256 | 907
1816 | 908 | 3632 | 908 | 7264 | 908
1818 | 909 | 3636 | 909 | 7272 | 909
1820 | 910 | 3640 | 910 | 7280 | 910
1822 | 911 | 3644 | 911 | 7288 | 911
1824 | 912 | 3648 | 912 | 7296 | 912
1826 | 913 | 3652 | 913 | 7304 | 913
1828 | 914 | 3656 | 914 | 7312 | 914
1830 | 915 | 3660 | 915 | 7320 | 915
1832 | 916 | 3664 | 916 | 7328 | 916
1834 | 917 | 3668 | 917 | 7336 | 917
1836 | 918 | 3672 | 918 | 7344 | 918
1838 | 919 | 3676 | 919 | 7352 | 919
1840 | 920 | 3680 | 920 | 7360 | 920
1842 | 921 | 3684 | 921 | 7368 | 921
1844 | 922 | 3688 | 922 | 7376 | 922
1846 | 923 | 3692 | 923 | 7384 | 923
1848 | 924 | 3696 | 924 | 7392 | 924
1850 | 925 | 3700 | 925 | 7400 | 925
1852 | 926 | 3704 | 926 | 7408 | 926
1854 | 927 | 3708 | 927 | 7416 | 927
1856 | 928 | 3712 | 928 | 7424 | 928
1858 | 929 | 3716 | 929 | 7432 | 929
1860 | 930 | 3720 | 930 | 7440 | 930
1862 | 931 | 3724 | 931 | 7448 | 931
1864 | 932 | 3728 | 932 | 7456 | 932
1866 | 933 | 3732 | 933 | 7464 | 933
1868 | 934 | 3736 | 934 | 7472 | 934
1870 | 935 | 3740 | 935 | 7480 | 935
1872 | 936 | 3744 | 936 | 7488 | 936
1874 | 937 | 3748 | 937 | 7496 | 937
1876 | 938 | 3752 | 938 | 7504 | 938
1878 | 939 | 3756 | 939 | 7512 | 939
1880 | 940 | 3760 | 940 | 7520 | 940
1882 | 941 | 3764 | 941 | 7528 | 941
1884 | 942 | 3768 | 942 | 7536 | 942
1886 | 943 | 3772 | 943 | 7544 | 943
1888 | 944 | 3776 | 944 | 7552 | 944
1890 | 945 | 3780 | 945 | 7560 | 945
1892 | 946 | 3784 | 946 | 7568 | 946
1894 | 947 | 3788 | 947 | 7576 | 947
1896 | 948 | 3792 | 948 | 7584 | 948
1898 | 949 | 3796 | 949 | 7592 | 949
1900 | 950 | 3800 | 950 | 7600 | 950
1902 | 951 | 3804 | 951 | 7608 | 951
1904 | 952 | 3808 | 952 | 7616 | 952
1906 | 953 | 3812 | 953 | 7624 | 953
1908 | 954 | 3816 | 954 | 7632 | 954
1910 | 955 | 3820 | 955 | 7640 | 955
1912 | 956 | 3824 | 956 | 7648 | 956
1914 | 957 | 3828 | 957 | 7656 | 957
1916 | 958 | 3832 | 958 | 7664 | 958
1918 | 959 | 3836 | 959 | 7672 | 959
1920 | 960 | 3840 | 960 | 7680 | 960
1922 | 961 | 3844 | 961 | 7688 | 961
1924 | 962 | 3848 | 962 | 7696 | 962
1926 | 963 | 3852 | 963 | 7704 | 963
1928 | 964 | 3856 | 964 | 7712 | 964
1930 | 965 | 3860 | 965 | 7720 | 965
1932 | 966 | 3864 | 966 | 7728 | 966
1934 | 967 | 3868 | 967 | 7736 | 967
1936 | 968 | 3872 | 968 | 7744 | 968
1938 | 969 | 3876 | 969 | 7752 | 969
1940 | 970 | 3880 | 970 | 7760 | 970
1942 | 971 | 3884 | 971 | 7768 | 971
1944 | 972 | 3888 | 972 | 7776 | 972
1946 | 973 | 3892 | 973 | 7784 | 973
1948 | 974 | 3896 | 974 | 7792 | 974
1950 | 975 | 3900 | 975 | 7800 | 975
1952 | 976 | 3904 | 976 | 7808 | 976
1954 | 977 | 3908 | 977 | 7816 | 977
1956 | 978 | 3912 | 978 | 7824 | 978
1958 | 979 | 3916 | 979 | 7832 | 979
1960 | 980 | 3920 | 980 | 7840 | 980
1962 | 981 | 3924 | 981 | 7848 | 981
1964 | 982 | 3928 | 982 | 7856 | 982
1966 | 983 | 3932 | 983 | 7864 | 983
1968 | 984 | 3936 | 984 | 7872 | 984
1970 | 985 | 3940 | 985 | 7880 | 985
1972 | 986 | 3944 | 986 | 7888 | 986
1974 | 987 | 3948 | 987 | 7896 | 987
1976 | 988 | 3952 | 988 | 7904 | 988
1978 | 989 | 3956 | 989 | 7912 | 989
1980 | 990 | 3960 | 990 | 7920 | 990
1982 | 991 | 3964 | 991 | 7928 | 991
1984 | 992 | 3968 | 992 | 7936 | 992
1986 | 993 | 3972 | 993 | 7944 | 993
1988 | 994 | 3976 | 994 | 7952 | 994
1990 | 995 | 3980 | 995 | 7960 | 995
1992 | 996 | 3984 | 996 | 7968 | 996
1994 | 997 | 3988 | 997 | 7976 | 997
1996 | 998 | 3992 | 998 | 7984 | 998
1998 | 999 | 3996 | 999 | 7992 | 999
2000 | 1000 | 4000 | 1000 | 8000 | 1000
2002 | 1001 | 4004 | 1001 | 8008 | 1001
2004 | 1002 | 4008 | 1002 | 8016 | 1002
2006 | 1003 | 4012 | 1003 | 8024 | 1003
2008 | 1004 | 4016 | 1004 | 8032 | 1004
2010 | 1005 | 4020 | 1005 | 8040 | 1005
2012 | 1006 | 4024 | 1006 | 8048 | 1006
2014 | 1007 | 4028 | 1007 | 8056 | 1007
2016 | 1008 | 4032 | 1008 | 8064 | 1008
2018 | 1009 | 4036 | 1009 | 8072 | 1009
2020 | 1010 | 4040 | 1010 | 8080 | 1010
2022 | 1011 | 4044 | 1011 | 8088 | 1011
2024 | 1012 | 4048 | 1012 | 8096 | 1012
2026 | 1013 | 4052 | 1013 | 8104 | 1013
2028 | 1014 | 4056 | 1014 | 8112 | 1014
2030 | 1015 | 4060 | 1015 | 8120 | 1015
2032 | 1016 | 4064 | 1016 | 8128 | 1016
2034 | 1017 | 4068 | 1017 | 8136 | 1017
2036 | 1018 | 4072 | 1018 | 8144 | 1018
2038 | 1019 | 4076 | 1019 | 8152 | 1019
2040 | 1020 | 4080 | 1020 | 8160 | 1020
2042 | 1021 | 4084 | 1021 | 8168 | 1021
2044 | 1022 | 4088 | 1022 | 8176 | 1022
2046 | 1023 | 4092 | 1023 | 8184 | 1023
2048 | 1024 | 4096 | 1024 | 8192 | 1024
2050 | 1025 | 4100 | 1025 | 8200 | 1025
2052 | 1026 | 4104 | 1026 | 8208 | 1026
2054 | 1027 | 4108 | 1027 | 8216 | 1027
2056 | 1028 | 4112 | 1028 | 8224 | 1028
2058 | 1029 | 4116 | 1029 | 8232 | 1029
2060 | 1030 | 4120 | 1030 | 8240 | 1030
2062 | 1031 | 4124 | 1031 | 8248 | 1031
2064 | 1032 | 4128 | 1032 | 8256 | 1032
2066 | 1033 | 4132 | 1033 | 8264 | 1033
2068 | 1034 | 4136 | 1034 | 8272 | 1034
2070 | 1035 | 4140 | 1035 | 8280 | 1035
2072 | 1036 | 4144 | 1036 | 8288 | 1036
2074 | 1037 | 4148 | 1037 | 8296 | 1037
2076 | 1038 | 4152 | 1038 | 8304 | 1038
2078 | 1039 | 4156 | 1039 | 8312 | 1039
2080 | 1040 | 4160 | 1040 | 8320 | 1040
2082 | 1041 | 4164 | 1041 | 8328 | 1041
2084 | 1042 | 4168 | 1042 | 8336 | 1042
2086 | 1043 | 4172 | 1043 | 8344 | 1043
2088 | 1044 | 4176 | 1044 | 8352 | 1044
2090 | 1045 | 4180 | 1045 | 8360 | 1045
2092 | 1046 | 4184 | 1046 | 8368 | 1046
2094 | 1047 | 4188 | 1047 | 8376 | 1047
2096 | 1048 | 4192 | 1048 | 8384 | 1048
2098 | 1049 | 4196 | 1049 | 8392 | 1049
2100 | 1050 | 4200 | 1050 | 8400 | 1050
2102 | 1051 | 4204 | 1051 | 8408 | 1051
2104 | 1052 | 4208 | 1052 | 8416 | 1052
2106 | 1053 | 4212 | 1053 | 8424 | 1053
2108 | 1054 | 4216 | 1054 | 8432 | 1054
2110 | 1055 | 4220 | 1055 | 8440 | 1055
2112 | 1056 | 4224 | 1056 | 8448 | 1056
2114 | 1057 | 4228 | 1057 | 8456 | 1057
2116 | 1058 | 4232 | 1058 | 8464 | 1058
2118 | 1059 | 4236 | 1059 | 8472 | 1059
2120 | 1060 | 4240 | 1060 | 8480 | 1060
2122 | 1061 | 4244 | 1061 | 8488 | 1061
2124 | 1062 | 4248 | 1062 | 8496 | 1062
2126 | 1063 | 4252 | 1063 | 8504 | 1063
2128 | 1064 | 4256 | 1064 | 8512 | 1064
2130 | 1065 | 4260 | 1065 | 8520 | 1065
2132 | 1066 | 4264 | 1066 | 8528 | 1066
2134 | 1067 | 4268 | 1067 | 8536 | 1067
2136 | 1068 | 4272 | 1068 | 8544 | 1068
2138 | 1069 | 4276 | 1069 | 8552 | 1069
2140 | 1070 | 4280 | 1070 | 8560 | 1070
2142 | 1071 | 4284 | 1071 | 8568 | 1071
2144 | 1072 | 4288 | 1072 | 8576 | 1072
2146 | 1073 | 4292 | 1073 | 8584 | 1073
2148 | 1074 | 4296 | 1074 | 8592 | 1074
2150 | 1075 | 4300 | 1075 | 8600 | 1075
2152 | 1076 | 4304 | 1076 | 8608 | 1076
2154 | 1077 | 4308 | 1077 | 8616 | 1077
2156 | 1078 | 4312 | 1078 | 8624 | 1078
2158 | 1079 | 4316 | 1079 | 8632 | 1079
2160 | 1080 | 4320 | 1080 | 8640 | 1080
2162 | 1081 | 4324 | 1081 | 8648 | 1081
2164 | 1082 | 4328 | 1082 | 8656 | 1082
2166 | 1083 | 4332 | 1083 | 8664 | 1083
2168 | 1084 | 4336 | 1084 | 8672 | 1084
2170 | 1085 | 4340 | 1085 | 8680 | 1085
2172 | 1086 | 4344 | 1086 | 8688 | 1086
2174 | 1087 | 4348 | 1087 | 8696 | 1087
2176 | 1088 | 4352 | 1088 | 8704 | 1088
2178 | 1089 | 4356 | 1089 | 8712 | 1089
2180 | 1090 | 4360 | 1090 | 8720 | 1090
2182 | 1091 | 4364 | 1091 | 8728 | 1091
2184 | 1092 | 4368 | 1092 | 8736 | 1092
2186 | 1093 | 4372 | 1093 | 8744 | 1093
2188 | 1094 | 4376 | 1094 | 8752 | 1094
2190 | 1095 | 4380 | 1095 | 8760 | 1095
2192 | 1096 | 4384 | 1096 | 8768 | 1096
2194 | 1097 | 4388 | 1097 | 8776 | 1097
2196 | 1098 | 4392 | 1098 | 8784 | 1098
2198 | 1099 | 4396 | 1099 | 8792 | 1099
2200 | 1100 | 4400 | 1100 | 8800 | 1100
2202 | 1101 | 4404 | 1101 | 8808 | 1101
2204 | 1102 | 4408 | 1102 | 8816 | 1102
2206 | 1103 | 4412 | 1103 | 8824 | 1103
2208 | 1104 | 4416 | 1104 | 8832 | 1104
2210 | 1105 | 4420 | 1105 | 8840 | 1105
2212 | 1106 | 4424 | 1106 | 8848 | 1106
2214 | 1107 | 4428 | 1107 | 8856 | 1107
2216 | 1108 | 4432 | 1108 | 8864 | 1108
2218 | 1109 | 4436 | 1109 | 8872 | 1109
2220 | 1110 | 4440 | 1110 | 8880 | 1110
2222 | 1111 | 4444 | 1111 | 8888 | 1111
2224 | 1112 | 4448 | 1112 | 8896 | 1112
2226 | 1113 | 4452 | 1113 | 8904 | 1113
2228 | 1114 | 4456 | 1114 | 8912 | 1114
2230 | 1115 | 4460 | 1115 | 8920 | 1115
2232 | 1116 | 4464 | 1116 | 8928 | 1116
2234 | 1117 | 4468 | 1117 | 8936 | 1117
2236 | 1118 | 4472 | 1118 | 8944 | 1118
2238 | 1119 | 4476 | 1119 | 8952 | 1119
2240 | 1120 | 4480 | 1120 | 8960 | 1120
2242 | 1121 | 4484 | 1121 | 8968 | 1121
2244 | 1122 | 4488 | 1122 | 8976 | 1122
2246 | 1123 | 4492 | 1123 | 8984 | 1123
2248 | 1124 | 4496 | 1124 | 8992 | 1124
2250 | 1125 | 4500 | 1125 | 9000 | 1125
2252 | 1126 | 4504 | 1126 | 9008 | 1126
2254 | 1127 | 4508 | 1127 | 9016 | 1127
2256 | 1128 | 4512 | 1128 | 9024 | 1128
2258 | 1129 | 4516 | 1129 | 9032 | 1129
2260 | 1130 | 4520 | 1130 | 9040 | 1130
2262 | 1131 | 4524 | 1131 | 9048 | 1131
2264 | 1132 | 4528 | 1132 | 9056 | 1132
2266 | 1133 | 4532 | 1133 | 9064 | 1133
2268 | 1134 | 4536 | 1134 | 9072 | 1134
2270 | 1135 | 4540 | 1135 | 9080 | 1135
2272 | 1136 | 4544 | 1136 | 9088 | 1136
2274 | 1137 | 4548 | 1137 | 9096 | 1137
2276 | 1138 | 4552 | 1138 | 9104 | 1138
2278 | 1139 | 4556 | 1139 | 9112 | 1139
2280 | 1140 | 4560 | 1140 | 9120 | 1140
2282 | 1141 | 4564 | 1141 | 9128 | 1141
2284 | 1142 | 4568 | 1142 | 9136 | 1142
2286 | 1143 | 4572 | 1143 | 9144 | 1143
2288 | 1144 | 4576 | 1144 | 9152 | 1144
2290 | 1145 | 4580 | 1145 | 9160 | 1145
2292 | 1146 | 4584 | 1146 | 9168 | 1146
2294 | 1147 | 4588 | 1147 | 9176 | 1147
2296 | 1148 | 4592 | 1148 | 9184 | 1148
2298 | 1149 | 4596 | 1149 | 9192 | 1149
2300 | 1150 | 4600 | 1150 | 9200 | 1150
2302 | 1151 | 4604 | 1151 | 9208 | 1151
2304 | 1152 | 4608 | 1152 | 9216 | 1152
2306 | 1153 | 4612 | 1153 | 9224 | 1153
2308 | 1154 | 4616 | 1154 | 9232 | 1154
2310 | 1155 | 4620 | 1155 | 9240 | 1155
2312 | 1156 | 4624 | 1156 | 9248 | 1156
2314 | 1157 | 4628 | 1157 | 9256 | 1157
2316 | 1158 | 4632 | 1158 | 9264 | 1158
2318 | 1159 | 4636 | 1159 | 9272 | 1159
2320 | 1160 | 4640 | 1160 | 9280 | 1160
2322 | 1161 | 4644 | 1161 | 9288 | 1161
2324 | 1162 | 4648 | 1162 | 9296 | 1162
2326 | 1163 | 4652 | 1163 | 9304 | 1163
2328 | 1164 | 4656 | 1164 | 9312 | 1164
2330 | 1165 | 4660 | 1165 | 9320 | 1165
2332 | 1166 | 4664 | 1166 | 9328 | 1166
2334 | 1167 | 4668 | 1167 | 9336 | 1167
2336 | 1168 | 4672 | 1168 | 9344 | 1168
2338 | 1169 | 4676 | 1169 | 9352 | 1169
2340 | 1170 | 4680 | 1170 | 9360 | 1170
2342 | 1171 | 4684 | 1171 | 9368 | 1171
2344 | 1172 | 4688 | 1172 | 9376 | 1172
2346 | 1173 | 4692 | 1173 | 9384 | 1173
2348 | 1174 | 4696 | 1174 | 9392 | 1174
2350 | 1175 | 4700 | 1175 | 9400 | 1175
2352 | 1176 | 4704 | 1176 | 9408 | 1176
2354 | 1177 | 4708 | 1177 | 9416 | 1177
2356 | 1178 | 4712 | 1178 | 9424 | 1178
2358 | 1179 | 4716 | 1179 | 9432 | 1179
2360 | 1180 | 4720 | 1180 | 9440 | 1180
2362 | 1181 | 4724 | 1181 | 9448 | 1181
2364 | 1182 | 4728 | 1182 | 9456 | 1182
2366 | 1183 | 4732 | 1183 | 9464 | 1183
2368 | 1184 | 4736 | 1184 | 9472 | 1184
2370 | 1185 | 4740 | 1185 | 9480 | 1185
2372 | 1186 | 4744 | 1186 | 9488 | 1186
2374 | 1187 | 4748 | 1187 | 9496 | 1187
2376 | 1188 | 4752 | 1188 | 9504 | 1188
2378 | 1189 | 4756 | 1189 | 9512 | 1189
2380 | 1190 | 4760 | 1190 | 9520 | 1190
2382 | 1191 | 4764 | 1191 | 9528 | 1191
2384 | 1192 | 4768 | 1192 | 9536 | 1192
2386 | 1193 | 4772 | 1193 | 9544 | 1193
2388 | 1194 | 4776 | 1194 | 9552 | 1194
2390 | 1195 | 4780 | 1195 | 9560 | 1195
2392 | 1196 | 4784 | 1196 | 9568 | 1196
2394 | 1197 | 4788 | 1197 | 9576 | 1197
2396 | 1198 | 4792 | 1198 | 9584 | 1198
2398 | 1199 | 4796 | 1199 | 9592 | 1199
2400 | 1200 | 4800 | 1200 | 9600 | 1200
2402 | 1201 | 4804 | 1201 | 9608 | 1201
2404 | 1202 | 4808 | 1202 | 9616 | 1202
2406 | 1203 | 4812 | 1203 | 9624 | 1203
2408 | 1204 | 4816 | 1204 | 9632 | 1204
2410 | 1205 | 4820 | 1205 | 9640 | 1205
2412 | 1206 | 4824 | 1206 | 9648 | 1206
2414 | 1207 | 4828 | 1207 | 9656 | 1207
2416 | 1208 | 4832 | 1208 | 9664 | 1208
2418 | 1209 | 4836 | 1209 | 9672 | 1209
2420 | 1210 | 4840 | 1210 | 9680 | 1210
2422 | 1211 | 4844 | 1211 | 9688 | 1211
2424 | 1212 | 4848 | 1212 | 9696 | 1212
2426 | 1213 | 4852 | 1213 | 9704 | 1213
2428 | 1214 | 4856 | 1214 | 9712 | 1214
2430 | 1215 | 4860 | 1215 | 9720 | 1215
2432 | 1216 | 4864 | 1216 | 9728 | 1216
2434 | 1217 | 4868 | 1217 | 9736 | 1217
2436 | 1218 | 4872 | 1218 | 9744 | 1218
2438 | 1219 | 4876 | 1219 | 9752 | 1219
2440 | 1220 | 4880 | 1220 | 9760 | 1220
2442 | 1221 | 4884 | 1221 | 9768 | 1221
2444 | 1222 | 4888 | 1222 | 9776 | 1222
2446 | 1223 | 4892 | 1223 | 9784 | 1223
2448 | 1224 | 4896 | 1224 | 9792 | 1224
2450 | 1225 | 4900 | 1225 | 9800 | 1225
2452 | 1226 | 4904 | 1226 | 9808 | 1226
2454 | 1227 | 4908 | 1227 | 9816 | 1227
2456 | 1228 | 4912 | 1228 | 9824 | 1228
2458 | 1229 | 4916 | 1229 | 9832 | 1229
2460 | 1230 | 4920 | 1230 | 9840 | 1230
2462 | 1231 | 4924 | 1231 | 9848 | 1231
2464 | 1232 | 4928 | 1232 | 9856 | 1232
2466 | 1233 | 4932 | 1233 | 9864 | 1233
2468 | 1234 | 4936 | 1234 | 9872 | 1234
2470 | 1235 | 4940 | 1235 | 9880 | 1235
2472 | 1236 | 4944 | 1236 | 9888 | 1236
2474 | 1237 | 4948 | 1237 | 9896 | 1237
2476 | 1238 | 4952 | 1238 | 9904 | 1238
2478 | 1239 | 4956 | 1239 | 9912 | 1239
2480 | 1240 | 4960 | 1240 | 9920 | 1240
2482 | 1241 | 4964 | 1241 | 9928 | 1241
2484 | 1242 | 4968 | 1242 | 9936 | 1242
2486 | 1243 | 4972 | 1243 | 9944 | 1243
2488 | 1244 | 4976 | 1244 | 9952 | 1244
2490 | 1245 | 4980 | 1245 | 9960 | 1245
2492 | 1246 | 4984 | 1246 | 9968 | 1246
2494 | 1247 | 4988 | 1247 | 9976 | 1247
2496 | 1248 | 4992 | 1248 | 9984 | 1248
2498 | 1249 | 4996 | 1249 | 9992 | 1249
2500 | 1250 | 5000 | 1250 | 10000 | 1250
2502 | 1251 | 5004 | 1251 | 10008 | 1251
2504 | 1252 | 5008 | 1252 | 10016 | 1252
2506 | 1253 | 5012 | 1253 | 10024 | 1253
2508 | 1254 | 5016 | 1254 | 10032 | 1254
2510 | 1255 | 5020 | 1255 | 10040 | 1255
2512 | 1256 | 5024 | 1256 | 10048 | 1256
2514 | 1257 | 5028 | 1257 | 10056 | 1257
2516 | 1258 | 5032 | 1258 | 10064 | 1258
2518 | 1259 | 5036 | 1259 | 10072 | 1259
2520 | 1260 | 5040 | 1260 | 10080 | 1260
2522 | 1261 | 5044 | 1261 | 10088 | 1261
2524 | 1262 | 5048 | 1262 | 10096 | 1262
2526 | 1263 | 5052 | 1263 | 10104 | 1263
2528 | 1264 | 5056 | 1264 | 10112 | 1264
2530 | 1265 | 5060 | 1265 | 10120 | 1265
2532 | 1266 | 5064 | 1266 | 10128 | 1266
2534 | 1267 | 5068 | 1267 | 10136 | 1267
2536 | 1268 | 5072 | 1268 | 10144 | 1268
2538 | 1269 | 5076 | 1269 | 10152 | 1269
2540 | 1270 | 5080 | 1270 | 10160 | 1270
2542 | 1271 | 5084 | 1271 | 10168 | 1271
2544 | 1272 | 5088 | 1272 | 10176 | 1272
2546 | 1273 | 5092 | 1273 | 10184 | 1273
2548 | 1274 | 5096 | 1274 | 10192 | 1274
2550 | 1275 | 5100 | 1275 | 10200 | 1275
2552 | 1276 | 5104 | 1276 | 10208 | 1276
2554 | 1277 | 5108 | 1277 | 10216 | 1277
2556 | 1278 | 5112 | 1278 | 10224 | 1278
2558 | 1279 | 5116 | 1279 | 10232 | 1279
2560 | 1280 | 5120 | 1280 | 10240 | 1280
2562 | 1281 | 5124 | 1281 | 10248 | 1281
2564 | 1282 | 5128 | 1282 | 10256 | 1282
2566 | 1283 | 5132 | 1283 | 10264 | 1283
2568 | 1284 | 5136 | 1284 | 10272 | 1284
2570 | 1285 | 5140 | 1285 | 10280 | 1285
2572 | 1286 | 5144 | 1286 | 10288 | 1286
2574 | 1287 | 5148 | 1287 | 10296 | 1287
2576 | 1288 | 5152 | 1288 | 10304 | 1288
2578 | 1289 | 5156 | 1289 | 10312 | 1289
2580 | 1290 | 5160 | 1290 | 10320 | 1290
2582 | 1291 | 5164 | 1291 | 10328 | 1291
2584 | 1292 | 5168 | 1292 | 10336 | 1292
2586 | 1293 | 5172 | 1293 | 10344 | 1293
2588 | 1294 | 5176 | 1294 | 10352 | 1294
2590 | 1295 | 5180 | 1295 | 10360 | 1295
2592 | 1296 | 5184 | 1296 | 10368 | 1296
2594 | 1297 | 5188 | 1297 | 10376 | 1297
2596 | 1298 | 5192 | 1298 | 10384 | 1298
2598 | 1299 | 5196 | 1299 | 10392 | 1299
2600 | 1300 | 5200 | 1300 | 10400 | 1300
2602 | 1301 | 5204 | 1301 | 10408 | 1301
2604 | 1302 | 5208 | 1302 | 10416 | 1302
2606 | 1303 | 5212 | 1303 | 10424 | 1303
2608 | 1304 | 5216 | 1304 | 10432 | 1304
2610 | 1305 | 5220 | 1305 | 10440 | 1305
2612 | 1306 | 5224 | 1306 | 10448 | 1306
2614 | 1307 | 5228 | 1307 | 10456 | 1307
2616 | 1308 | 5232 | 1308 | 10464 | 1308
2618 | 1309 | 5236 | 1309 | 10472 | 1309
2620 | 1310 | 5240 | 1310 | 10480 | 1310
2622 | 1311 | 5244 | 1311 | 10488 | 1311
2624 | 1312 | 5248 | 1312 | 10496 | 1312
2626 | 1313 | 5252 | 1313 | 10504 | 1313
2628 | 1314 | 5256 | 1314 | 10512 | 1314
2630 | 1315 | 5260 | 1315 | 10520 | 1315
2632 | 1316 | 5264 | 1316 | 10528 | 1316
2634 | 1317 | 5268 | 1317 | 10536 | 1317
2636 | 1318 | 5272 | 1318 | 10544 | 1318
2638 | 1319 | 5276 | 1319 | 10552 | 1319
2640 | 1320 | 5280 | 1320 | 10560 | 1320
2642 | 1321 | 5284 | 1321 | 10568 | 1321
2644 | 1322 | 5288 | 1322 | 10576 | 1322
2646 | 1323 | 5292 | 1323 | 10584 | 1323
2648 | 1324 | 5296 | 1324 | 10592 | 1324
2650 | 1325 | 5300 | 1325 | 10600 | 1325
2652 | 1326 | 5304 | 1326 | 10608 | 1326
2654 | 1327 | 5308 | 1327 | 10616 | 1327
2656 | 1328 | 5312 | 1328 | 10624 | 1328
2658 | 1329 | 5316 | 1329 | 10632 | 1329
2660 | 1330 | 5320 | 1330 | 10640 | 1330
2662 | 1331 | 5324 | 1331 | 10648 | 1331
2664 | 1332 | 5328 | 1332 | 10656 | 1332
2666 | 1333 | 5332 | 1333 | 10664 | 1333
2668 | 1334 | 5336 | 1334 | 10672 | 1334
2670 | 1335 | 5340 | 1335 | 10680 | 1335
2672 | 1336 | 5344 | 1336 | 10688 | 1336
2674 | 1337 | 5348 | 1337 | 10696 | 1337
2676 | 1338 | 5352 | 1338 | 10704 | 1338
2678 | 1339 | 5356 | 1339 | 10712 | 1339
2680 | 1340 | 5360 | 1340 | 10720 | 1340
2682 | 1341 | 5364 | 1341 | 10728 | 1341
2684 | 1342 | 5368 | 1342 | 10736 | 1342
2686 | 1343 | 5372 | 1343 | 10744 | 1343
2688 | 1344 | 5376 | 1344 | 10752 | 1344
2690 | 1345 | 5380 | 1345 | 10760 | 1345
2692 | 1346 | 5384 | 1346 | 10768 | 1346
2694 | 1347 | 5388 | 1347 | 10776 | 1347
2696 | 1348 | 5392 | 1348 | 10784 | 1348
2698 | 1349 | 5396 | 1349 | 10792 | 1349
2700 | 1350 | 5400 | 1350 | 10800 | 1350
2702 | 1351 | 5404 | 1351 | 10808 | 1351
2704 | 1352 | 5408 | 1352 | 10816 | 1352
2706 | 1353 | 5412 | 1353 | 10824 | 1353
2708 | 1354 | 5416 | 1354 | 10832 | 1354
2710 | 1355 | 5420 | 1355 | 10840 | 1355
2712 | 1356 | 5424 | 1356 | 10848 | 1356
2714 | 1357 | 5428 | 1357 | 10856 | 1357
2716 | 1358 | 5432 | 1358 | 10864 | 1358
2718 | 1359 | 5436 | 1359 | 10872 | 1359
2720 | 1360 | 5440 | 1360 | 10880 | 1360
2722 | 1361 | 5444 | 1361 | 10888 | 1361
2724 | 1362 | 5448 | 1362 | 10896 | 1362
2726 | 1363 | 5452 | 1363 | 10904 | 1363
2728 | 1364 | 5456 | 1364 | 10912 | 1364
2730 | 1365 | 5460 | 1365 | 10920 | 1365
2732 | 1366 | 5464 | 1366 | 10928 | 1366
2734 | 1367 | 5468 | 1367 | 10936 | 1367
2736 | 1368 | 5472 | 1368 | 10944 | 1368
2738 | 1369 | 5476 | 1369 | 10952 | 1369
2740 | 1370 | 5480 | 1370 | 10960 | 1370
2742 | 1371 | 5484 | 1371 | 10968 | 1371
2744 | 1372 | 5488 | 1372 | 10976 | 1372
2746 | 1373 | 5492 | 1373 | 10984 | 1373
2748 | 1374 | 5496 | 1374 | 10992 | 1374
2750 | 1375 | 5500 | 1375 | 11000 | 1375
2752 | 1376 | 5504 | 1376 | 11008 | 1376
2754 | 1377 | 5508 | 1377 | 11016 | 1377
2756 | 1378 | 5512 | 1378 | 11024 | 1378
2758 | 1379 | 5516 | 1379 | 11032 | 1379
2760 | 1380 | 5520 | 1380 | 11040 | 1380
2762 | 1381 | 5524 | 1381 | 11048 | 1381
2764 | 1382 | 5528 | 1382 | 11056 | 1382
2766 | 1383 | 5532 | 1383 | 11064 | 1383
2768 | 1384 | 5536 | 1384 | 11072 | 1384
2770 | 1385 | 5540 | 1385 | 11080 | 1385
2772 | 1386 | 5544 | 1386 | 11088 | 1386
2774 | 1387 | 5548 | 1387 | 11096 | 1387
2776 | 1388 | 5552 | 1388 | 11104 | 1388
2778 | 1389 | 5556 | 1389 | 11112 | 1389
2780 | 1390 | 5560 | 1390 | 11120 | 1390
2782 | 1391 | 5564 | 1391 | 11128 | 1391
2784 | 1392 | 5568 | 1392 | 11136 | 1392
2786 | 1393 | 5572 | 1393 | 11144 | 1393
2788 | 1394 | 5576 | 1394 | 11152 | 1394
2790 | 1395 | 5580 | 1395 | 11160 | 1395
2792 | 1396 | 5584 | 1396 | 11168 | 1396
2794 | 1397 | 5588 | 1397 | 11176 | 1397
2796 | 1398 | 5592 | 1398 | 11184 | 1398
2798 | 1399 | 5596 | 1399 | 11192 | 1399
2800 | 1400 | 5600 | 1400 | 11200 | 1400
2802 | 1401 | 5604 | 1401 | 11208 | 1401
2804 | 1402 | 5608 | 1402 | 11216 | 1402
2806 | 1403 | 5612 | 1403 | 11224 | 1403
2808 | 1404 | 5616 | 1404 | 11232 | 1404
2810 | 1405 | 5620 | 1405 | 11240 | 1405
2812 | 1406 | 5624 | 1406 | 11248 | 1406
2814 | 1407 | 5628 | 1407 | 11256 | 1407
2816 | 1408 | 5632 | 1408 | 11264 | 1408
2818 | 1409 | 5636 | 1409 | 11272 | 1409
2820 | 1410 | 5640 | 1410 | 11280 | 1410
2822 | 1411 | 5644 | 1411 | 11288 | 1411
2824 | 1412 | 5648 | 1412 | 11296 | 1412
2826 | 1413 | 5652 | 1413 | 11304 | 1413
2828 | 1414 | 5656 | 1414 | 11312 | 1414
2830 | 1415 | 5660 | 1415 | 11320 | 1415
2832 | 1416 | 5664 | 1416 | 11328 | 1416
2834 | 1417 | 5668 | 1417 | 11336 | 1417
2836 | 1418 | 5672 | 1418 | 11344 | 1418
2838 | 1419 | 5676 | 1419 | 11352 | 1419
2840 | 1420 | 5680 | 1420 | 11360 | 1420
2842 | 1421 | 5684 | 1421 | 11368 | 1421
2844 | 1422 | 5688 | 1422 | 11376 | 1422
2846 | 1423 | 5692 | 1423 | 11384 | 1423
2848 | 1424 | 5696 | 1424 | 11392 | 1424
2850 | 1425 | 5700 | 1425 | 11400 | 1425
2852 | 1426 | 5704 | 1426 | 11408 | 1426
2854 | 1427 | 5708 | 1427 | 11416 | 1427
2856 | 1428 | 5712 | 1428 | 11424 | 1428
2858 | 1429 | 5716 | 1429 | 11432 | 1429
2860 | 1430 | 5720 | 1430 | 11440 | 1430
2862 | 1431 | 5724 | 1431 | 11448 | 1431
2864 | 1432 | 5728 | 1432 | 11456 | 1432
2866 | 1433 | 5732 | 1433 | 11464 | 1433
2868 | 1434 | 5736 | 1434 | 11472 | 1434
2870 | 1435 | 5740 | 1435 | 11480 | 1435
2872 | 1436 | 5744 | 1436 | 11488 | 1436
2874 | 1437 | 5748 | 1437 | 11496 | 1437
2876 | 1438 | 5752 | 1438 | 11504 | 1438
2878 | 1439 | 5756 | 1439 | 11512 | 1439
2880 | 1440 | 5760 | 1440 | 11520 | 1440
2882 | 1441 | 5764 | 1441 | 11528 | 1441
2884 | 1442 | 5768 | 1442 | 11536 | 1442
2886 | 1443 | 5772 | 1443 | 11544 | 1443
2888 | 1444 | 5776 | 1444 | 11552 | 1444
2890 | 1445 | 5780 | 1445 | 11560 | 1445
2892 | 1446 | 5784 | 1446 | 11568 | 1446
2894 | 1447 | 5788 | 1447 | 11576 | 1447
2896 | 1448 | 5792 | 1448 | 11584 | 1448
2898 | 1449 | 5796 | 1449 | 11592 | 1449
2900 | 1450 | 5800 | 1450 | 11600 | 1450
2902 | 1451 | 5804 | 1451 | 11608 | 1451
2904 | 1452 | 5808 | 1452 | 11616 | 1452
2906 | 1453 | 5812 | 1453 | 11624 | 1453
2908 | 1454 | 5816 | 1454 | 11632 | 1454
2910 | 1455 | 5820 | 1455 | 11640 | 1455
2912 | 1456 | 5824 | 1456 | 11648 | 1456
2914 | 1457 | 5828 | 1457 | 11656 | 1457
2916 | 1458 | 5832 | 1458 | 11664 | 1458
2918 | 1459 | 5836 | 1459 | 11672 | 1459
2920 | 1460 | 5840 | 1460 | 11680 | 1460
2922 | 1461 | 5844 | 1461 | 11688 | 1461
2924 | 1462 | 5848 | 1462 | 11696 | 1462
2926 | 1463 | 5852 | 1463 | 11704 | 1463
2928 | 1464 | 5856 | 1464 | 11712 | 1464
2930 | 1465 | 5860 | 1465 | 11720 | 1465
2932 | 1466 | 5864 | 1466 | 11728 | 1466
2934 | 1467 | 5868 | 1467 | 11736 | 1467
2936 | 1468 | 5872 | 1468 | 11744 | 1468
2938 | 1469 | 5876 | 1469 | 11752 | 1469
2940 | 1470 | 5880 | 1470 | 11760 | 1470
2942 | 1471 | 5884 | 1471 | 11768 | 1471
2944 | 1472 | 5888 | 1472 | 11776 | 1472
2946 | 1473 | 5892 | 1473 | 11784 | 1473
2948 | 1474 | 5896 | 1474 | 11792 | 1474
2950 | 1475 | 5900 | 1475 | 11800 | 1475
2952 | 1476 | 5904 | 1476 | 11808 | 1476
2954 | 1477 | 5908 | 1477 | 11816 | 1477
2956 | 1478 | 5912 | 1478 | 11824 | 1478
2958 | 1479 | 5916 | 1479 | 11832 | 1479
2960 | 1480 | 5920 | 1480 | 11840 | 1480
2962 | 1481 | 5924 | 1481 | 11848 | 1481
2964 | 1482 | 5928 | 1482 | 11856 | 1482
2966 | 1483 | 5932 | 1483 | 11864 | 1483
2968 | 1484 | 5936 | 1484 | 11872 | 1484
2970 | 1485 | 5940 | 1485 | 11880 | 1485
2972 | 1486 | 5944 | 1486 | 11888 | 1486
2974 | 1487 | 5948 | 1487 | 11896 | 1487
2976 | 1488 | 5952 | 1488 | 11904 | 1488
2978 | 1489 | 5956 | 1489 | 11912 | 1489
2980 | 1490 | 5960 | 1490 | 11920 | 1490
2982 | 1491 | 5964 | 1491 | 11928 | 1491
2984 | 1492 | 5968 | 1492 | 11936 | 1492
2986 | 1493 | 5972 | 1493 | 11944 | 1493
2988 | 1494 | 5976 | 1494 | 11952 | 1494
2990 | 1495 | 5980 | 1495 | 11960 | 1495
2992 | 1496 | 5984 | 1496 | 11968 | 1496
2994 | 1497 | 5988 | 1497 | 11976 | 1497
2996 | 1498 | 5992 | 1498 | 11984 | 1498
2998 | 1499 | 5996 | 1499 | 11992 | 1499
3000 | 1500 | 6000 | 1500 | 12000 | 1500
3002 | 1501 | 6004 | 1501 | 12008 | 1501
3004 | 1502 | 6008 | 1502 | 12016 | 1502
3006 | 1503 | 6012 | 1503 | 12024 | 1503
3008 | 1504 | 6016 | 1504 | 12032 | 1504
3010 | 1505 | 6020 | 1505 | 12040 | 1505
3012 | 1506 | 6024 | 1506 | 12048 | 1506
3014 | 1507 | 6028 | 1507 | 12056 | 1507
3016 | 1508 | 6032 | 1508 | 12064 | 1508
3018 | 1509 | 6036 | 1509 | 12072 | 1509
3020 | 1510 | 6040 | 1510 | 12080 | 1510
3022 | 1511 | 6044 | 1511 | 12088 | 1511
3024 | 1512 | 6048 | 1512 | 12096 | 1512
3026 | 1513 | 6052 | 1513 | 12104 | 1513
3028 | 1514 | 6056 | 1514 | 12112 | 1514
3030 | 1515 | 6060 | 1515 | 12120 | 1515
3032 | 1516 | 6064 | 1516 | 12128 | 1516
3034 | 1517 | 6068 | 1517 | 12136 | 1517
3036 | 1518 | 6072 | 1518 | 12144 | 1518
3038 | 1519 | 6076 | 1519 | 12152 | 1519
3040 | 1520 | 6080 | 1520 | 12160 | 1520
3042 | 1521 | 6084 | 1521 | 12168 | 1521
3044 | 1522 | 6088 | 1522 | 12176 | 1522
3046 | 1523 | 6092 | 1523 | 12184 | 1523
3048 | 1524 | 6096 | 1524 | 12192 | 1524
3050 | 1525 | 6100 | 1525 | 12200 | 1525
3052 | 1526 | 6104 | 1526 | 12208 | 1526
3054 | 1527 | 6108 | 1527 | 12216 | 1527
3056 | 1528 | 6112 | 1528 | 12224 | 1528
3058 | 1529 | 6116 | 1529 | 12232 | 1529
3060 | 1530 | 6120 | 1530 | 12240 | 1530
3062 | 1531 | 6124 | 1531 | 12248 | 1531
3064 | 1532 | 6128 | 1532 | 12256 | 1532
3066 | 1533 | 6132 | 1533 | 12264 | 1533
3068 | 1534 | 6136 | 1534 | 12272 | 1534
3070 | 1535 | 6140 | 1535 | 12280 | 1535
3072 | 1536 | 6144 | 1536 | 12288 | 1536
3074 | 1537 | 6148 | 1537 | 12296 | 1537
3076 | 1538 | 6152 | 1538 | 12304 | 1538
3078 | 1539 | 6156 | 1539 | 12312 | 1539
3080 | 1540 | 6160 | 1540 | 12320 | 1540
3082 | 1541 | 6164 | 1541 | 12328 | 1541
3084 | 1542 | 6168 | 1542 | 12336 | 1542
3086 | 1543 | 6172 | 1543 | 12344 | 1543
3088 | 1544 | 6176 | 1544 | 12352 | 1544
3090 | 1545 | 6180 | 1545 | 12360 | 1545
3092 | 1546 | 6184 | 1546 | 12368 | 1546
3094 | 1547 | 6188 | 1547 | 12376 | 1547
3096 | 1548 | 6192 | 1548 | 12384 | 1548
3098 | 1549 | 6196 | 1549 | 12392 | 1549
3100 | 1550 | 6200 | 1550 | 12400 | 1550
3102 | 1551 | 6204 | 1551 | 12408 | 1551
3104 | 1552 | 6208 | 1552 | 12416 | 1552
3106 | 1553 | 6212 | 1553 | 12424 | 1553
3108 | 1554 | 6216 | 1554 | 12432 | 1554
3110 | 1555 | 6220 | 1555 | 12440 | 1555
3112 | 1556 | 6224 | 1556 | 12448 | 1556
3114 | 1557 | 6228 | 1557 | 12456 | 1557
3116 | 1558 | 6232 | 1558 | 12464 | 1558
3118 | 1559 | 6236 | 1559 | 12472 | 1559
3120 | 1560 | 6240 | 1560 | 12480 | 1560
3122 | 1561 | 6244 | 1561 | 12488 | 1561
3124 | 1562 | 6248 | 1562 | 12496 | 1562
3126 | 1563 | 6252 | 1563 | 12504 | 1563
3128 | 1564 | 6256 | 1564 | 12512 | 1564
3130 | 1565 | 6260 | 1565 | 12520 | 1565
3132 | 1566 | 6264 | 1566 | 12528 | 1566
3134 | 1567 | 6268 | 1567 | 12536 | 1567
3136 | 1568 | 6272 | 1568 | 12544 | 1568
3138 | 1569 | 6276 | 1569 | 12552 | 1569
3140 | 1570 | 6280 | 1570 | 12560 | 1570
3142 | 1571 | 6284 | 1571 | 12568 | 1571
3144 | 1572 | 6288 | 1572 | 12576 | 1572
3146 | 1573 | 6292 | 1573 | 12584 | 1573
3148 | 1574 | 6296 | 1574 | 12592 | 1574
3150 | 1575 | 6300 | 1575 | 12600 | 1575
3152 | 1576 | 6304 | 1576 | 12608 | 1576
3154 | 1577 | 6308 | 1577 | 12616 | 1577
3156 | 1578 | 6312 | 1578 | 12624 | 1578
3158 | 1579 | 6316 | 1579 | 12632 | 1579
3160 | 1580 | 6320 | 1580 | 12640 | 1580
3162 | 1581 | 6324 | 1581 | 12648 | 1581
3164 | 1582 | 6328 | 1582 | 12656 | 1582
3166 | 1583 | 6332 | 1583 | 12664 | 1583
3168 | 1584 | 6336 | 1584 | 12672 | 1584
3170 | 1585 | 6340 | 1585 | 12680 | 1585
3172 | 1586 | 6344 | 1586 | 12688 | 1586
3174 | 1587 | 6348 | 1587 | 12696 | 1587
3176 | 1588 | 6352 | 1588 | 12704 | 1588
3178 | 1589 | 6356 | 1589 | 12712 | 1589
3180 | 1590 | 6360 | 1590 | 12720 | 1590
3182 | 1591 | 6364 | 1591 | 12728 | 1591
3184 | 1592 | 6368 | 1592 | 12736 | 1592
3186 | 1593 | 6372 | 1593 | 12744 | 1593
3188 | 1594 | 6376 | 1594 | 12752 | 1594
3190 | 1595 | 6380 | 1595 | 12760 | 1595
3192 | 1596 | 6384 | 1596 | 12768 | 1596
3194 | 1597 | 6388 | 1597 | 12776 | 1597
3196 | 1598 | 6392 | 1598 | 12784 | 1598
3198 | 1599 | 6396 | 1599 | 12792 | 1599
3200 | 1600 | 6400 | 1600 | 12800 | 1600
3202 | 1601 | 6404 | 1601 | 12808 | 1601
3204 | 1602 | 6408 | 1602 | 12816 | 1602
3206 | 1603 | 6412 | 1603 | 12824 | 1603
3208 | 1604 | 6416 | 1604 | 12832 | 1604
3210 | 1605 | 6420 | 1605 | 12840 | 1605
3212 | 1606 | 6424 | 1606 | 12848 | 1606
3214 | 1607 | 6428 | 1607 | 12856 | 1607
3216 | 1608 | 6432 | 1608 | 12864 | 1608
3218 | 1609 | 6436 | 1609 | 12872 | 1609
3220 | 1610 | 6440 | 1610 | 12880 | 1610
3222 | 1611 | 6444 | 1611 | 12888 | 1611
3224 | 1612 | 6448 | 1612 | 12896 | 1612
3226 | 1613 | 6452 | 1613 | 12904 | 1613
3228 | 1614 | 6456 | 1614 | 12912 | 1614
3230 | 1615 | 6460 | 1615 | 12920 | 1615
3232 | 1616 | 6464 | 1616 | 12928 | 1616
3234 | 1617 | 6468 | 1617 | 12936 | 1617
3236 | 1618 | 6472 | 1618 | 12944 | 1618
3238 | 1619 | 6476 | 1619 | 12952 | 1619
3240 | 1620 | 6480 | 1620 | 12960 | 1620
3242 | 1621 | 6484 | 1621 | 12968 | 1621
3244 | 1622 | 6488 | 1622 | 12976 | 1622
3246 | 1623 | 6492 | 1623 | 12984 | 1623
3248 | 1624 | 6496 | 1624 | 12992 | 1624
3250 | 1625 | 6500 | 1625 | 13000 | 1625
3252 | 1626 | 6504 | 1626 | 13008 | 1626
3254 | 1627 | 6508 | 1627 | 13016 | 1627
3256 | 1628 | 6512 | 1628 | 13024 | 1628
3258 | 1629 | 6516 | 1629 | 13032 | 1629
3260 | 1630 | 6520 | 1630 | 13040 | 1630
3262 | 1631 | 6524 | 1631 | 13048 | 1631
3264 | 1632 | 6528 | 1632 | 13056 | 1632
3266 | 1633 | 6532 | 1633 | 13064 | 1633
3268 | 1634 | 6536 | 1634 | 13072 | 1634
3270 | 1635 | 6540 | 1635 | 13080 | 1635
3272 | 1636 | 6544 | 1636 | 13088 | 1636
3274 | 1637 | 6548 | 1637 | 13096 | 1637
3276 | 1638 | 6552 | 1638 | 13104 | 1638
3278 | 1639 | 6556 | 1639 | 13112 | 1639
3280 | 1640 | 6560 | 1640 | 13120 | 1640
3282 | 1641 | 6564 | 1641 | 13128 | 1641
3284 | 1642 | 6568 | 1642 | 13136 | 1642
3286 | 1643 | 6572 | 1643 | 13144 | 1643
3288 | 1644 | 6576 | 1644 | 13152 | 1644
3290 | 1645 | 6580 | 1645 | 13160 | 1645
3292 | 1646 | 6584 | 1646 | 13168 | 1646
3294 | 1647 | 6588 | 1647 | 13176 | 1647
3296 | 1648 | 6592 | 1648 | 13184 | 1648
3298 | 1649 | 6596 | 1649 | 13192 | 1649
3300 | 1650 | 6600 | 1650 | 13200 | 1650
3302 | 1651 | 6604 | 1651 | 13208 | 1651
3304 | 1652 | 6608 | 1652 | 13216 | 1652
3306 | 1653 | 6612 | 1653 | 13224 | 1653
3308 | 1654 | 6616 | 1654 | 13232 | 1654
3310 | 1655 | 6620 | 1655 | 13240 | 1655
3312 | 1656 | 6624 | 1656 | 13248 | 1656
3314 | 1657 | 6628 | 1657 | 13256 | 1657
3316 | 1658 | 6632 | 1658 | 13264 | 1658
3318 | 1659 | 6636 | 1659 | 13272 | 1659
3320 | 1660 | 6640 | 1660 | 13280 | 1660
3322 | 1661 | 6644 | 1661 | 13288 | 1661
3324 | 1662 | 6648 | 1662 | 13296 | 1662
3326 | 1663 | 6652 | 1663 | 13304 | 1663
3328 | 1664 | 6656 | 1664 | 13312 | 1664
3330 | 1665 | 6660 | 1665 | 13320 | 1665
3332 | 1666 | 6664 | 1666 | 13328 | 1666
3334 | 1667 | 6668 | 1667 | 13336 | 1667
3336 | 1668 | 6672 | 1668 | 13344 | 1668
3338 | 1669 | 6676 | 1669 | 13352 | 1669
3340 | 1670 | 6680 | 1670 | 13360 | 1670
3342 | 1671 | 6684 | 1671 | 13368 | 1671
3344 | 1672 | 6688 | 1672 | 13376 | 1672
3346 | 1673 | 6692 | 1673 | 13384 | 1673
3348 | 1674 | 6696 | 1674 | 13392 | 1674
3350 | 1675 | 6700 | 1675 | 13400 | 1675
3352 | 1676 | 6704 | 1676 | 13408 | 1676
3354 | 1677 | 6708 | 1677 | 13416 | 1677
3356 | 1678 | 6712 | 1678 | 13424 | 1678
3358 | 1679 | 6716 | 1679 | 13432 | 1679
3360 | 1680 | 6720 | 1680 | 13440 | 1680
3362 | 1681 | 6724 | 1681 | 13448 | 1681
3364 | 1682 | 6728 | 1682 | 13456 | 1682
3366 | 1683 | 6732 | 1683 | 13464 | 1683
3368 | 1684 | 6736 | 1684 | 13472 | 1684
3370 | 1685 | 6740 | 1685 | 13480 | 1685
3372 | 1686 | 6744 | 1686 | 13488 | 1686
3374 | 1687 | 6748 | 1687 | 13496 | 1687
3376 | 1688 | 6752 | 1688 | 13504 | 1688
3378 | 1689 | 6756 | 1689 | 13512 | 1689
3380 | 1690 | 6760 | 1690 | 13520 | 1690
3382 | 1691 | 6764 | 1691 | 13528 | 1691
3384 | 1692 | 6768 | 1692 | 13536 | 1692
3386 | 1693 | 6772 | 1693 | 13544 | 1693
3388 | 1694 | 6776 | 1694 | 13552 | 1694
3390 | 1695 | 6780 | 1695 | 13560 | 1695
3392 | 1696 | 6784 | 1696 | 13568 | 1696
3394 | 1697 | 6788 | 1697 | 13576 | 1697
3396 | 1698 | 6792 | 1698 | 13584 | 1698
3398 | 1699 | 6796 | 1699 | 13592 | 1699
3400 | 1700 | 6800 | 1700 | 13600 | 1700
3402 | 1701 | 6804 | 1701 | 13608 | 1701
3404 | 1702 | 6808 | 1702 | 13616 | 1702
3406 | 1703 | 6812 | 1703 | 13624 | 1703
3408 | 1704 | 6816 | 1704 | 13632 | 1704
3410 | 1705 | 6820 | 1705 | 13640 | 1705
3412 | 1706 | 6824 | 1706 | 13648 | 1706
3414 | 1707 | 6828 | 1707 | 13656 | 1707
3416 | 1708 | 6832 | 1708 | 13664 | 1708
3418 | 1709 | 6836 | 1709 | 13672 | 1709
3420 | 1710 | 6840 | 1710 | 13680 | 1710
3422 | 1711 | 6844 | 1711 | 13688 | 1711
3424 | 1712 | 6848 | 1712 | 13696 | 1712
3426 | 1713 | 6852 | 1713 | 13704 | 1713
3428 | 1714 | 6856 | 1714 | 13712 | 1714
3430 | 1715 | 6860 | 1715 | 13720 | 1715
3432 | 1716 | 6864 | 1716 | 13728 | 1716
3434 | 1717 | 6868 | 1717 | 13736 | 1717
3436 | 1718 | 6872 | 1718 | 13744 | 1718
3438 | 1719 | 6876 | 1719 | 13752 | 1719
3440 | 1720 | 6880 | 1720 | 13760 | 1720
3442 | 1721 | 6884 | 1721 | 13768 | 1721
3444 | 1722 | 6888 | 1722 | 13776 | 1722
3446 | 1723 | 6892 | 1723 | 13784 | 1723
3448 | 1724 | 6896 | 1724 | 13792 | 1724
3450 | 1725 | 6900 | 1725 | 13800 | 1725
3452 | 1726 | 6904 | 1726 | 13808 | 1726
3454 | 1727 | 6908 | 1727 | 13816 | 1727
3456 | 1728 | 6912 | 1728 | 13824 | 1728
3458 | 1729 | 6916 | 1729 | 13832 | 1729
3460 | 1730 | 6920 | 1730 | 13840 | 1730
3462 | 1731 | 6924 | 1731 | 13848 | 1731
3464 | 1732 | 6928 | 1732 | 13856 | 1732
3466 | 1733 | 6932 | 1733 | 13864 | 1733
3468 | 1734 | 6936 | 1734 | 13872 | 1734
3470 | 1735 | 6940 | 1735 | 13880 | 1735
3472 | 1736 | 6944 | 1736 | 13888 | 1736
3474 | 1737 | 6948 | 1737 | 13896 | 1737
3476 | 1738 | 6952 | 1738 | 13904 | 1738
3478 | 1739 | 6956 | 1739 | 13912 | 1739
3480 | 1740 | 6960 | 1740 | 13920 | 1740
3482 | 1741 | 6964 | 1741 | 13928 | 1741
3484 | 1742 | 6968 | 1742 | 13936 | 1742
3486 | 1743 | 6972 | 1743 | 13944 | 1743
3488 | 1744 | 6976 | 1744 | 13952 | 1744
3490 | 1745 | 6980 | 1745 | 13960 | 1745
3492 | 1746 | 6984 | 1746 | 13968 | 1746
3494 | 1747 | 6988 | 1747 | 13976 | 1747
3496 | 1748 | 6992 | 1748 | 13984 | 1748
3498 | 1749 | 6996 | 1749 | 13992 | 1749
3500 | 1750 | 7000 | 1750 | 14000 | 1750
3502 | 1751 | 7004 | 1751 | 14008 | 1751
3504 | 1752 | 7008 | 1752 | 14016 | 1752
3506 | 1753 | 7012 | 1753 | 14024 | 1753
3508 | 1754 | 7016 | 1754 | 14032 | 1754
3510 | 1755 | 7020 | 1755 | 14040 | 1755
3512 | 1756 | 7024 | 1756 | 14048 | 1756
3514 | 1757 | 7028 | 1757 | 14056 | 1757
3516 | 1758 | 7032 | 1758 | 14064 | 1758
3518 | 1759 | 7036 | 1759 | 14072 | 1759
3520 | 1760 | 7040 | 1760 | 14080 | 1760
3522 | 1761 | 7044 | 1761 | 14088 | 1761
3524 | 1762 | 7048 | 1762 | 14096 | 1762
3526 | 1763 | 7052 | 1763 | 14104 | 1763
3528 | 1764 | 7056 | 1764 | 14112 | 1764
3530 | 1765 | 7060 | 1765 | 14120 | 1765
3532 | 1766 | 7064 | 1766 | 14128 | 1766
3534 | 1767 | 7068 | 1767 | 14136 | 1767
3536 | 1768 | 7072 | 1768 | 14144 | 1768
3538 | 1769 | 7076 | 1769 | 14152 | 1769
3540 | 1770 | 7080 | 1770 | 14160 | 1770
3542 | 1771 | 7084 | 1771 | 14168 | 1771
3544 | 1772 | 7088 | 1772 | 14176 | 1772
3546 | 1773 | 7092 | 1773 | 14184 | 1773
3548 | 1774 | 7096 | 1774 | 14192 | 1774
3550 | 1775 | 7100 | 1775 | 14200 | 1775
3552 | 1776 | 7104 | 1776 | 14208 | 1776
3554 | 1777 | 7108 | 1777 | 14216 | 1777
3556 | 1778 | 7112 | 1778 | 14224 | 1778
3558 | 1779 | 7116 | 1779 | 14232 | 1779
3560 | 1780 | 7120 | 1780 | 14240 | 1780
3562 | 1781 | 7124 | 1781 | 14248 | 1781
3564 | 1782 | 7128 | 1782 | 14256 | 1782
3566 | 1783 | 7132 | 1783 | 14264 | 1783
3568 | 1784 | 7136 | 1784 | 14272 | 1784
3570 | 1785 | 7140 | 1785 | 14280 | 1785
3572 | 1786 | 7144 | 1786 | 14288 | 1786
3574 | 1787 | 7148 | 1787 | 14296 | 1787
3576 | 1788 | 7152 | 1788 | 14304 | 1788
3578 | 1789 | 7156 | 1789 | 14312 | 1789
3580 | 1790 | 7160 | 1790 | 14320 | 1790
3582 | 1791 | 7164 | 1791 | 14328 | 1791
3584 | 1792 | 7168 | 1792 | 14336 | 1792
3586 | 1793 | 7172 | 1793 | 14344 | 1793
3588 | 1794 | 7176 | 1794 | 14352 | 1794
3590 | 1795 | 7180 | 1795 | 14360 | 1795
3592 | 1796 | 7184 | 1796 | 14368 | 1796
3594 | 1797 | 7188 | 1797 | 14376 | 1797
3596 | 1798 | 7192 | 1798 | 14384 | 1798
3598 | 1799 | 7196 | 1799 | 14392 | 1799
3600 | 1800 | 7200 | 1800 | 14400 | 1800
3602 | 1801 | 7204 | 1801 | 14408 | 1801
3604 | 1802 | 7208 | 1802 | 14416 | 1802
3606 | 1803 | 7212 | 1803 | 14424 | 1803
3608 | 1804 | 7216 | 1804 | 14432 | 1804
3610 | 1805 | 7220 | 1805 | 14440 | 1805
3612 | 1806 | 7224 | 1806 | 14448 | 1806
3614 | 1807 | 7228 | 1807 | 14456 | 1807
3616 | 1808 | 7232 | 1808 | 14464 | 1808
3618 | 1809 | 7236 | 1809 | 14472 | 1809
3620 | 1810 | 7240 | 1810 | 14480 | 1810
3622 | 1811 | 7244 | 1811 | 14488 | 1811
3624 | 1812 | 7248 | 1812 | 14496 | 1812
3626 | 1813 | 7252 | 1813 | 14504 | 1813
3628 | 1814 | 7256 | 1814 | 14512 | 1814
3630 | 1815 | 7260 | 1815 | 14520 | 1815
3632 | 1816 | 7264 | 1816 | 14528 | 1816
3634 | 1817 | 7268 | 1817 | 14536 | 1817
3636 | 1818 | 7272 | 1818 | 14544 | 1818
3638 | 1819 | 7276 | 1819 | 14552 | 1819
3640 | 1820 | 7280 | 1820 | 14560 | 1820
3642 | 1821 | 7284 | 1821 | 14568 | 1821
3644 | 1822 | 7288 | 1822 | 14576 | 1822
3646 | 1823 | 7292 | 1823 | 14584 | 1823
3648 | 1824 | 7296 | 1824 | 14592 | 1824
3650 | 1825 | 7300 | 1825 | 14600 | 1825
3652 | 1826 | 7304 | 1826 | 14608 | 1826
3654 | 1827 | 7308 | 1827 | 14616 | 1827
3656 | 1828 | 7312 | 1828 | 14624 | 1828
3658 | 1829 | 7316 | 1829 | 14632 | 1829
3660 | 1830 | 7320 | 1830 | 14640 | 1830
3662 | 1831 | 7324 | 1831 | 14648 | 1831
3664 | 1832 | 7328 | 1832 | 14656 | 1832
3666 | 1833 | 7332 | 1833 | 14664 | 1833
3668 | 1834 | 7336 | 1834 | 14672 | 1834
3670 | 1835 | 7340 | 1835 | 14680 | 1835
3672 | 1836 | 7344 | 1836 | 14688 | 1836
3674 | 1837 | 7348 | 1837 | 14696 | 1837
3676 | 1838 | 7352 | 1838 | 14704 | 1838
3678 | 1839 | 7356 | 1839 | 14712 | 1839
3680 | 1840 | 7360 | 1840 | 14720 | 1840
3682 | 1841 | 7364 | 1841 | 14728 | 1841
3684 | 1842 | 7368 | 1842 | 14736 | 1842
3686 | 1843 | 7372 | 1843 | 14744 | 1843
3688 | 1844 | 7376 | 1844 | 14752 | 1844
3690 | 1845 | 7380 | 1845 | 14760 | 1845
3692 | 1846 | 7384 | 1846 | 14768 | 1846
3694 | 1847 | 7388 | 1847 | 14776 | 1847
3696 | 1848 | 7392 | 1848 | 14784 | 1848
3698 | 1849 | 7396 | 1849 | 14792 | 1849
3700 | 1850 | 7400 | 1850 | 14800 | 1850
3702 | 1851 | 7404 | 1851 | 14808 | 1851
3704 | 1852 | 7408 | 1852 | 14816 | 1852
3706 | 1853 | 7412 | 1853 | 14824 | 1853
3708 | 1854 | 7416 | 1854 | 14832 | 1854
3710 | 1855 | 7420 | 1855 | 14840 | 1855
3712 | 1856 | 7424 | 1856 | 14848 | 1856
3714 | 1857 | 7428 | 1857 | 14856 | 1857
3716 | 1858 | 7432 | 1858 | 14864 | 1858
3718 | 1859 | 7436 | 1859 | 14872 | 1859
3720 | 1860 | 7440 | 1860 | 14880 | 1860
3722 | 1861 | 7444 | 1861 | 14888 | 1861
3724 | 1862 | 7448 | 1862 | 14896 | 1862
3726 | 1863 | 7452 | 1863 | 14904 | 1863
3728 | 1864 | 7456 | 1864 | 14912 | 1864
3730 | 1865 | 7460 | 1865 | 14920 | 1865
3732 | 1866 | 7464 | 1866 | 14928 | 1866
3734 | 1867 | 7468 | 1867 | 14936 | 1867
3736 | 1868 | 7472 | 1868 | 14944 | 1868
3738 | 1869 | 7476 | 1869 | 14952 | 1869
3740 | 1870 | 7480 | 1870 | 14960 | 1870
3742 | 1871 | 7484 | 1871 | 14968 | 1871
3744 | 1872 | 7488 | 1872 | 14976 | 1872
3746 | 1873 | 7492 | 1873 | 14984 | 1873
3748 | 1874 | 7496 | 1874 | 14992 | 1874
3750 | 1875 | 7500 | 1875 | 15000 | 1875
3752 | 1876 | 7504 | 1876 | 15008 | 1876
3754 | 1877 | 7508 | 1877 | 15016 | 1877
3756 | 1878 | 7512 | 1878 | 15024 | 1878
3758 | 1879 | 7516 | 1879 | 15032 | 1879
3760 | 1880 | 7520 | 1880 | 15040 | 1880
3762 | 1881 | 7524 | 1881 | 15048 | 1881
3764 | 1882 | 7528 | 1882 | 15056 | 1882
3766 | 1883 | 7532 | 1883 | 15064 | 1883
3768 | 1884 | 7536 | 1884 | 15072 | 1884
3770 | 1885 | 7540 | 1885 | 15080 | 1885
3772 | 1886 | 7544 | 1886 | 15088 | 1886
3774 | 1887 | 7548 | 1887 | 15096 | 1887
3776 | 1888 | 7552 | 1888 | 15104 | 1888
3778 | 1889 | 7556 | 1889 | 15112 | 1889
3780 | 1890 | 7560 | 1890 | 15120 | 1890
3782 | 1891 | 7564 | 1891 | 15128 | 1891
3784 | 1892 | 7568 | 1892 | 15136 | 1892
3786 | 1893 | 7572 | 1893 | 15144 | 1893
3788 | 1894 | 7576 | 1894 | 15152 | 1894
3790 | 1895 | 7580 | 1895 | 15160 | 1895
3792 | 1896 | 7584 | 1896 | 15168 | 1896
3794 | 1897 | 7588 | 1897 | 15176 | 1897
3796 | 1898 | 7592 | 1898 | 15184 | 1898
3798 | 1899 | 7596 | 1899 | 15192 | 1899
3800 | 1900 | 7600 | 1900 | 15200 | 1900
3802 | 1901 | 7604 | 1901 | 15208 | 1901
3804 | 1902 | 7608 | 1902 | 15216 | 1902
3806 | 1903 | 7612 | 1903 | 15224 | 1903
3808 | 1904 | 7616 | 1904 | 15232 | 1904
3810 | 1905 | 7620 | 1905 | 15240 | 1905
3812 | 1906 | 7624 | 1906 | 15248 | 1906
3814 | 1907 | 7628 | 1907 | 15256 | 1907
3816 | 1908 | 7632 | 1908 | 15264 | 1908
3818 | 1909 | 7636 | 1909 | 15272 | 1909
3820 | 1910 | 7640 | 1910 | 15280 | 1910
3822 | 1911 | 7644 | 1911 | 15288 | 1911
3824 | 1912 | 7648 | 1912 | 15296 | 1912
3826 | 1913 | 7652 | 1913 | 15304 | 1913
3828 | 1914 | 7656 | 1914 | 15312 | 1914
3830 | 1915 | 7660 | 1915 | 15320 | 1915
3832 | 1916 | 7664 | 1916 | 15328 | 1916
3834 | 1917 | 7668 | 1917 | 15336 | 1917
3836 | 1918 | 7672 | 1918 | 15344 | 1918
3838 | 1919 | 7676 | 1919 | 15352 | 1919
3840 | 1920 | 7680 | 1920 | 15360 | 1920
3842 | 1921 | 7684 | 1921 | 15368 | 1921
3844 | 1922 | 7688 | 1922 | 15376 | 1922
3846 | 1923 | 7692 | 1923 | 15384 | 1923
3848 | 1924 | 7696 | 1924 | 15392 | 1924
3850 | 1925 | 7700 | 1925 | 15400 | 1925
3852 | 1926 | 7704 | 1926 | 15408 | 1926
3854 | 1927 | 7708 | 1927 | 15416 | 1927
3856 | 1928 | 7712 | 1928 | 15424 | 1928
3858 | 1929 | 7716 | 1929 | 15432 | 1929
3860 | 1930 | 7720 | 1930 | 15440 | 1930
3862 | 1931 | 7724 | 1931 | 15448 | 1931
3864 | 1932 | 7728 | 1932 | 15456 | 1932
3866 | 1933 | 7732 | 1933 | 15464 | 1933
3868 | 1934 | 7736 | 1934 | 15472 | 1934
3870 | 1935 | 7740 | 1935 | 15480 | 1935
3872 | 1936 | 7744 | 1936 | 15488 | 1936
3874 | 1937 | 7748 | 1937 | 15496 | 1937
3876 | 1938 | 7752 | 1938 | 15504 | 1938
3878 | 1939 | 7756 | 1939 | 15512 | 1939
3880 | 1940 | 7760 | 1940 | 15520 | 1940
3882 | 1941 | 7764 | 1941 | 15528 | 1941
3884 | 1942 | 7768 | 1942 | 15536 | 1942
3886 | 1943 | 7772 | 1943 | 15544 | 1943
3888 | 1944 | 7776 | 1944 | 15552 | 1944
3890 | 1945 | 7780 | 1945 | 15560 | 1945
3892 | 1946 | 7784 | 1946 | 15568 | 1946
3894 | 1947 | 7788 | 1947 | 15576 | 1947
3896 | 1948 | 7792 | 1948 | 15584 | 1948
3898 | 1949 | 7796 | 1949 | 15592 | 1949
3900 | 1950 | 7800 | 1950 | 15600 | 1950
3902 | 1951 | 7804 | 1951 | 15608 | 1951
3904 | 1952 | 7808 | 1952 | 15616 | 1952
3906 | 1953 | 7812 | 1953 | 15624 | 1953
3908 | 1954 | 7816 | 1954 | 15632 | 1954
3910 | 1955 | 7820 | 1955 | 15640 | 1955
3912 | 1956 | 7824 | 1956 | 15648 | 1956
3914 | 1957 | 7828 | 1957 | 15656 | 1957
3916 | 1958 | 7832 | 1958 | 15664 | 1958
3918 | 1959 | 7836 | 1959 | 15672 | 1959
3920 | 1960 | 7840 | 1960 | 15680 | 1960
3922 | 1961 | 7844 | 1961 | 15688 | 1961
3924 | 1962 | 7848 | 1962 | 15696 | 1962
3926 | 1963 | 7852 | 1963 | 15704 | 1963
3928 | 1964 | 7856 | 1964 | 15712 | 1964
3930 | 1965 | 7860 | 1965 | 15720 | 1965
3932 | 1966 | 7864 | 1966 | 15728 | 1966
3934 | 1967 | 7868 | 1967 | 15736 | 1967
3936 | 1968 | 7872 | 1968 | 15744 | 1968
3938 | 1969 | 7876 | 1969 | 15752 | 1969
3940 | 1970 | 7880 | 1970 | 15760 | 1970
3942 | 1971 | 7884 | 1971 | 15768 | 1971
3944 | 1972 | 7888 | 1972 | 15776 | 1972
3946 | 1973 | 7892 | 1973 | 15784 | 1973
3948 | 1974 | 7896 | 1974 | 15792 | 1974
3950 | 1975 | 7900 | 1975 | 15800 | 1975
3952 | 1976 | 7904 | 1976 | 15808 | 1976
3954 | 1977 | 7908 | 1977 | 15816 | 1977
3956 | 1978 | 7912 | 1978 | 15824 | 1978
3958 | 1979 | 7916 | 1979 | 15832 | 1979
3960 | 1980 | 7920 | 1980 | 15840 | 1980
3962 | 1981 | 7924 | 1981 | 15848 | 1981
3964 | 1982 | 7928 | 1982 | 15856 | 1982
3966 | 1983 | 7932 | 1983 | 15864 | 1983
3968 | 1984 | 7936 | 1984 | 15872 | 1984
3970 | 1985 | 7940 | 1985 | 15880 | 1985
3972 | 1986 | 7944 | 1986 | 15888 | 1986
3974 | 1987 | 7948 | 1987 | 15896 | 1987
3976 | 1988 | 7952 | 1988 | 15904 | 1988
3978 | 1989 | 7956 | 1989 | 15912 | 1989
3980 | 1990 | 7960 | 1990 | 15920 | 1990
3982 | 1991 | 7964 | 1991 | 15928 | 1991
3984 | 1992 | 7968 | 1992 | 15936 | 1992
3986 | 1993 | 7972 | 1993 | 15944 | 1993
3988 | 1994 | 7976 | 1994 | 15952 | 1994
3990 | 1995 | 7980 | 1995 | 15960 | 1995
3992 | 1996 | 7984 | 1996 | 15968 | 1996
3994 | 1997 | 7988 | 1997 | 15976 | 1997
3996 | 1998 | 7992 | 1998 | 15984 | 1998
3998 | 1999 | 7996 | 1999 | 15992 | 1999
4000 | 2000 | 8000 | 2000 | 16000 | 2000
4002 | 2001 | 8004 | 2001 | 16008 | 2001
4004 | 2002 | 8008 | 2002 | 16016 | 2002
4006 | 2003 | 8012 | 2003 | 16024 | 2003
4008 | 2004 | 8016 | 2004 | 16032 | 2004
4010 | 2005 | 8020 | 2005 | 16040 | 2005
4012 | 2006 | 8024 | 2006 | 16048 | 2006
4014 | 2007 | 8028 | 2007 | 16056 | 2007
4016 | 2008 | 8032 | 2008 | 16064 | 2008
4018 | 2009 | 8036 | 2009 | 16072 | 2009
4020 | 2010 | 8040 | 2010 | 16080 | 2010
4022 | 2011 | 8044 | 2011 | 16088 | 2011
4024 | 2012 | 8048 | 2012 | 16096 | 2012
4026 | 2013 | 8052 | 2013 | 16104 | 2013
4028 | 2014 | 8056 | 2014 | 16112 | 2014
4030 | 2015 | 8060 | 2015 | 16120 | 2015
4032 | 2016 | 8064 | 2016 | 16128 | 2016
4034 | 2017 | 8068 | 2017 | 16136 | 2017
4036 | 2018 | 8072 | 2018 | 16144 | 2018
4038 | 2019 | 8076 | 2019 | 16152 | 2019
4040 | 2020 | 8080 | 2020 | 16160 | 2020
4042 | 2021 | 8084 | 2021 | 16168 | 2021
4044 | 2022 | 8088 | 2022 | 16176 | 2022
4046 | 2023 | 8092 | 2023 | 16184 | 2023
4048 | 2024 | 8096 | 2024 | 16192 | 2024
4050 | 2025 | 8100 | 2025 | 16200 | 2025
4052 | 2026 | 8104 | 2026 | 16208 | 2026
4054 | 2027 | 8108 | 2027 | 16216 | 2027
4056 | 2028 | 8112 | 2028 | 16224 | 2028
4058 | 2029 | 8116 | 2029 | 16232 | 2029
4060 | 2030 | 8120 | 2030 | 16240 | 2030
4062 | 2031 | 8124 | 2031 | 16248 | 2031
4064 | 2032 | 8128 | 2032 | 16256 | 2032
4066 | 2033 | 8132 | 2033 | 16264 | 2033
4068 | 2034 | 8136 | 2034 | 16272 | 2034
4070 | 2035 | 8140 | 2035 | 16280 | 2035
4072 | 2036 | 8144 | 2036 | 16288 | 2036
4074 | 2037 | 8148 | 2037 | 16296 | 2037
4076 | 2038 | 8152 | 2038 | 16304 | 2038
4078 | 2039 | 8156 | 2039 | 16312 | 2039
4080 | 2040 | 8160 | 2040 | 16320 | 2040
4082 | 2041 | 8164 | 2041 | 16328 | 2041
4084 | 2042 | 8168 | 2042 | 16336 | 2042
4086 | 2043 | 8172 | 2043 | 16344 | 2043
4088 | 2044 | 8176 | 2044 | 16352 | 2044
4090 | 2045 | 8180 | 2045 | 16360 | 2045
4092 | 2046 | 8184 | 2046 | 16368 | 2046
4094 | 2047 | 8188 | 2047 | 16376 | 2047
4096 | 2048 | 8192 | 2048 | 16384 | 2048
4098 | 2049 | 8196 | 2049 | 16392 | 2049
4100 | 2050 | 8200 | 2050 | 16400 | 2050
4102 | 2051 | 8204 | 2051 | 16408 | 2051
4104 | 2052 | 8208 | 2052 | 16416 | 2052
4106 | 2053 | 8212 | 2053 | 16424 | 2053
4108 | 2054 | 8216 | 2054 | 16432 | 2054
4110 | 2055 | 8220 | 2055 | 16440 | 2055
4112 | 2056 | 8224 | 2056 | 16448 | 2056
4114 | 2057 | 8228 | 2057 | 16456 | 2057
4116 | 2058 | 8232 | 2058 | 16464 | 2058
4118 | 2059 | 8236 | 2059 | 16472 | 2059
4120 | 2060 | 8240 | 2060 | 16480 | 2060
4122 | 2061 | 8244 | 2061 | 16488 | 2061
4124 | 2062 | 8248 | 2062 | 16496 | 2062
4126 | 2063 | 8252 | 2063 | 16504 | 2063
4128 | 2064 | 8256 | 2064 | 16512 | 2064
4130 | 2065 | 8260 | 2065 | 16520 | 2065
4132 | 2066 | 8264 | 2066 | 16528 | 2066
4134 | 2067 | 8268 | 2067 | 16536 | 2067
4136 | 2068 | 8272 | 2068 | 16544 | 2068
4138 | 2069 | 8276 | 2069 | 16552 | 2069
4140 | 2070 | 8280 | 2070 | 16560 | 2070
4142 | 2071 | 8284 | 2071 | 16568 | 2071
4144 | 2072 | 8288 | 2072 | 16576 | 2072
4146 | 2073 | 8292 | 2073 | 16584 | 2073
4148 | 2074 | 8296 | 2074 | 16592 | 2074
4150 | 2075 | 8300 | 2075 | 16600 | 2075
4152 | 2076 | 8304 | 2076 | 16608 | 2076
4154 | 2077 | 8308 | 2077 | 16616 | 2077
4156 | 2078 | 8312 | 2078 | 16624 | 2078
4158 | 2079 | 8316 | 2079 | 16632 | 2079
4160 | 2080 | 8320 | 2080 | 16640 | 2080
4162 | 2081 | 8324 | 2081 | 16648 | 2081
4164 | 2082 | 8328 | 2082 | 16656 | 2082
4166 | 2083 | 8332 | 2083 | 16664 | 2083
4168 | 2084 | 8336 | 2084 | 16672 | 2084
4170 | 2085 | 8340 | 2085 | 16680 | 2085
4172 | 2086 | 8344 | 2086 | 16688 | 2086
4174 | 2087 | 8348 | 2087 | 16696 | 2087
4176 | 2088 | 8352 | 2088 | 16704 | 2088
4178 | 2089 | 8356 | 2089 | 16712 | 2089
4180 | 2090 | 8360 | 2090 | 16720 | 2090
4182 | 2091 | 8364 | 2091 | 16728 | 2091
4184 | 2092 | 8368 | 2092 | 16736 | 2092
4186 | 2093 | 8372 | 2093 | 16744 | 2093
4188 | 2094 | 8376 | 2094 | 16752 | 2094
4190 | 2095 | 8380 | 2095 | 16760 | 2095
4192 | 2096 | 8384 | 2096 | 16768 | 2096
4194 | 2097 | 8388 | 2097 | 16776 | 2097
4196 | 2098 | 8392 | 2098 | 16784 | 2098
4198 | 2099 | 8396 | 2099 | 16792 | 2099
4200 | 2100 | 8400 | 2100 | 16800 | 2100
4202 | 2101 | 8404 | 2101 | 16808 | 2101
4204 | 2102 | 8408 | 2102 | 16816 | 2102
4206 | 2103 | 8412 | 2103 | 16824 | 2103
4208 | 2104 | 8416 | 2104 | 16832 | 2104
4210 | 2105 | 8420 | 2105 | 16840 | 2105
4212 | 2106 | 8424 | 2106 | 16848 | 2106
4214 | 2107 | 8428 | 2107 | 16856 | 2107
4216 | 2108 | 8432 | 2108 | 16864 | 2108
4218 | 2109 | 8436 | 2109 | 16872 | 2109
4220 | 2110 | 8440 | 2110 | 16880 | 2110
4222 | 2111 | 8444 | 2111 | 16888 | 2111
4224 | 2112 | 8448 | 2112 | 16896 | 2112
4226 | 2113 | 8452 | 2113 | 16904 | 2113
4228 | 2114 | 8456 | 2114 | 16912 | 2114
4230 | 2115 | 8460 | 2115 | 16920 | 2115
4232 | 2116 | 8464 | 2116 | 16928 | 2116
4234 | 2117 | 8468 | 2117 | 16936 | 2117
4236 | 2118 | 8472 | 2118 | 16944 | 2118
4238 | 2119 | 8476 | 2119 | 16952 | 2119
4240 | 2120 | 8480 | 2120 | 16960 | 2120
4242 | 2121 | 8484 | 2121 | 16968 | 2121
4244 | 2122 | 8488 | 2122 | 16976 | 2122
4246 | 2123 | 8492 | 2123 | 16984 | 2123
4248 | 2124 | 8496 | 2124 | 16992 | 2124
4250 | 2125 | 8500 | 2125 | 17000 | 2125
4252 | 2126 | 8504 | 2126 | 17008 | 2126
4254 | 2127 | 8508 | 2127 | 17016 | 2127
4256 | 2128 | 8512 | 2128 | 17024 | 2128
4258 | 2129 | 8516 | 2129 | 17032 | 2129
4260 | 2130 | 8520 | 2130 | 17040 | 2130
4262 | 2131 | 8524 | 2131 | 17048 | 2131
4264 | 2132 | 8528 | 2132 | 17056 | 2132
4266 | 2133 | 8532 | 2133 | 17064 | 2133
4268 | 2134 | 8536 | 2134 | 17072 | 2134
4270 | 2135 | 8540 | 2135 | 17080 | 2135
4272 | 2136 | 8544 | 2136 | 17088 | 2136
4274 | 2137 | 8548 | 2137 | 17096 | 2137
4276 | 2138 | 8552 | 2138 | 17104 | 2138
4278 | 2139 | 8556 | 2139 | 17112 | 2139
4280 | 2140 | 8560 | 2140 | 17120 | 2140
4282 | 2141 | 8564 | 2141 | 17128 | 2141
4284 | 2142 | 8568 | 2142 | 17136 | 2142
4286 | 2143 | 8572 | 2143 | 17144 | 2143
4288 | 2144 | 8576 | 2144 | 17152 | 2144
4290 | 2145 | 8580 | 2145 | 17160 | 2145
4292 | 2146 | 8584 | 2146 | 17168 | 2146
4294 | 2147 | 8588 | 2147 | 17176 | 2147
4296 | 2148 | 8592 | 2148 | 17184 | 2148
4298 | 2149 | 8596 | 2149 | 17192 | 2149
4300 | 2150 | 8600 | 2150 | 17200 | 2150
4302 | 2151 | 8604 | 2151 | 17208 | 2151
4304 | 2152 | 8608 | 2152 | 17216 | 2152
4306 | 2153 | 8612 | 2153 | 17224 | 2153
4308 | 2154 | 8616 | 2154 | 17232 | 2154
4310 | 2155 | 8620 | 2155 | 17240 | 2155
4312 | 2156 | 8624 | 2156 | 17248 | 2156
4314 | 2157 | 8628 | 2157 | 17256 | 2157
4316 | 2158 | 8632 | 2158 | 17264 | 2158
4318 | 2159 | 8636 | 2159 | 17272 | 2159
4320 | 2160 | 8640 | 2160 | 17280 | 2160
4322 | 2161 | 8644 | 2161 | 17288 | 2161
4324 | 2162 | 8648 | 2162 | 17296 | 2162
4326 | 2163 | 8652 | 2163 | 17304 | 2163
4328 | 2164 | 8656 | 2164 | 17312 | 2164
4330 | 2165 | 8660 | 2165 | 17320 | 2165
4332 | 2166 | 8664 | 2166 | 17328 | 2166
4334 | 2167 | 8668 | 2167 | 17336 | 2167
4336 | 2168 | 8672 | 2168 | 17344 | 2168
4338 | 2169 | 8676 | 2169 | 17352 | 2169
4340 | 2170 | 8680 | 2170 | 17360 | 2170
4342 | 2171 | 8684 | 2171 | 17368 | 2171
4344 | 2172 | 8688 | 2172 | 17376 | 2172
4346 | 2173 | 8692 | 2173 | 17384 | 2173
4348 | 2174 | 8696 | 2174 | 17392 | 2174
4350 | 2175 | 8700 | 2175 | 17400 | 2175
4352 | 2176 | 8704 | 2176 | 17408 | 2176
4354 | 2177 | 8708 | 2177 | 17416 | 2177
4356 | 2178 | 8712 | 2178 | 17424 | 2178
4358 | 2179 | 8716 | 2179 | 17432 | 2179
4360 | 2180 | 8720 | 2180 | 17440 | 2180
4362 | 2181 | 8724 | 2181 | 17448 | 2181
4364 | 2182 | 8728 | 2182 | 17456 | 2182
4366 | 2183 | 8732 | 2183 | 17464 | 2183
4368 | 2184 | 8736 | 2184 | 17472 | 2184
4370 | 2185 | 8740 | 2185 | 17480 | 2185
4372 | 2186 | 8744 | 2186 | 17488 | 2186
4374 | 2187 | 8748 | 2187 | 17496 | 2187
4376 | 2188 | 8752 | 2188 | 17504 | 2188
4378 | 2189 | 8756 | 2189 | 17512 | 2189
4380 | 2190 | 8760 | 2190 | 17520 | 2190
4382 | 2191 | 8764 | 2191
4384 | 2192 | 8768 | 2192
4386 | 2193 | 8772 | 2193
4388 | 2194 | 8776 | 2194
4390 | 2195 | 8780 | 2195
4392 | 2196 | 8784 | 2196
4394 | 2197 | 8788 | 2197
4396 | 2198 | 8792 | 2198
4398 | 2199 | 8796 | 2199
4400 | 2200 | 8800 | 2200
4402 | 2201 | 8804 | 2201
4404 | 2202 | 8808 | 2202
4406 | 2203 | 8812 | 2203
4408 | 2204 | 8816 | 2204
4410 | 2205 | 8820 | 2205
4412 | 2206 | 8824 | 2206
4414 | 2207 | 8828 | 2207
4416 | 2208 | 8832 | 2208
4418 | 2209 | 8836 | 2209
4420 | 2210 | 8840 | 2210
4422 | 2211 | 8844 | 2211
4424 | 2212 | 8848 | 2212
4426 | 2213 | 8852 | 2213
4428 | 2214 | 8856 | 2214
4430 | 2215 | 8860 | 2215
4432 | 2216 | 8864 | 2216
4434 | 2217 | 8868 | 2217
4436 | 2218 | 8872 | 2218
4438 | 2219 | 8876 | 2219
4440 | 2220 | 8880 | 2220
4442 | 2221 | 8884 | 2221
4444 | 2222 | 8888 | 2222
4446 | 2223 | 8892 | 2223
4448 | 2224 | 8896 | 2224
4450 | 2225 | 8900 | 2225
4452 | 2226 | 8904 | 2226
4454 | 2227 | 8908 | 2227
4456 | 2228 | 8912 | 2228
4458 | 2229 | 8916 | 2229
4460 | 2230 | 8920 | 2230
4462 | 2231 | 8924 | 2231
4464 | 2232 | 8928 | 2232
4466 | 2233 | 8932 | 2233
4468 | 2234 | 8936 | 2234
4470 | 2235 | 8940 | 2235
4472 | 2236 | 8944 | 2236
4474 | 2237 | 8948 | 2237
4476 | 2238 | 8952 | 2238
4478 | 2239 | 8956 | 2239
4480 | 2240 | 8960 | 2240
4482 | 2241 | 8964 | 2241
4484 | 2242 | 8968 | 2242
4486 | 2243 | 8972 | 2243
4488 | 2244 | 8976 | 2244
4490 | 2245 | 8980 | 2245
4492 | 2246 | 8984 | 2246
4494 | 2247 | 8988 | 2247
4496 | 2248 | 8992 | 2248
4498 | 2249 | 8996 | 2249
4500 | 2250 | 9000 | 2250
4502 | 2251 | 9004 | 2251
4504 | 2252 | 9008 | 2252
4506 | 2253 | 9012 | 2253
4508 | 2254 | 9016 | 2254
4510 | 2255 | 9020 | 2255
4512 | 2256 | 9024 | 2256
4514 | 2257 | 9028 | 2257
4516 | 2258 | 9032 | 2258
4518 | 2259 | 9036 | 2259
4520 | 2260 | 9040 | 2260
4522 | 2261 | 9044 | 2261
4524 | 2262 | 9048 | 2262
4526 | 2263 | 9052 | 2263
4528 | 2264 | 9056 | 2264
4530 | 2265 | 9060 | 2265
4532 | 2266 | 9064 | 2266
4534 | 2267 | 9068 | 2267
4536 | 2268 | 9072 | 2268
4538 | 2269 | 9076 | 2269
4540 | 2270 | 9080 | 2270
4542 | 2271 | 9084 | 2271
4544 | 2272 | 9088 | 2272
4546 | 2273 | 9092 | 2273
4548 | 2274 | 9096 | 2274
4550 | 2275 | 9100 | 2275
4552 | 2276 | 9104 | 2276
4554 | 2277 | 9108 | 2277
4556 | 2278 | 9112 | 2278
4558 | 2279 | 9116 | 2279
4560 | 2280 | 9120 | 2280
4562 | 2281 | 9124 | 2281
4564 | 2282 | 9128 | 2282
4566 | 2283 | 9132 | 2283
4568 | 2284 | 9136 | 2284
4570 | 2285 | 9140 | 2285
4572 | 2286 | 9144 | 2286
4574 | 2287 | 9148 | 2287
4576 | 2288 | 9152 | 2288
4578 | 2289 | 9156 | 2289
4580 | 2290 | 9160 | 2290
4582 | 2291 | 9164 | 2291
4584 | 2292 | 9168 | 2292
4586 | 2293 | 9172 | 2293
4588 | 2294 | 9176 | 2294
4590 | 2295 | 9180 | 2295
4592 | 2296 | 9184 | 2296
4594 | 2297 | 9188 | 2297
4596 | 2298 | 9192 | 2298
4598 | 2299 | 9196 | 2299
4600 | 2300 | 9200 | 2300
4602 | 2301 | 9204 | 2301
4604 | 2302 | 9208 | 2302
4606 | 2303 | 9212 | 2303
4608 | 2304 | 9216 | 2304
4610 | 2305 | 9220 | 2305
4612 | 2306 | 9224 | 2306
4614 | 2307 | 9228 | 2307
4616 | 2308 | 9232 | 2308
4618 | 2309 | 9236 | 2309
4620 | 2310 | 9240 | 2310
4622 | 2311 | 9244 | 2311
4624 | 2312 | 9248 | 2312
4626 | 2313 | 9252 | 2313
4628 | 2314 | 9256 | 2314
4630 | 2315 | 9260 | 2315
4632 | 2316 | 9264 | 2316
4634 | 2317 | 9268 | 2317
4636 | 2318 | 9272 | 2318
4638 | 2319 | 9276 | 2319
4640 | 2320 | 9280 | 2320
4642 | 2321 | 9284 | 2321
4644 | 2322 | 9288 | 2322
4646 | 2323 | 9292 | 2323
4648 | 2324 | 9296 | 2324
4650 | 2325 | 9300 | 2325
4652 | 2326 | 9304 | 2326
4654 | 2327 | 9308 | 2327
4656 | 2328 | 9312 | 2328
4658 | 2329 | 9316 | 2329
4660 | 2330 | 9320 | 2330
4662 | 2331 | 9324 | 2331
4664 | 2332 | 9328 | 2332
4666 | 2333 | 9332 | 2333
4668 | 2334 | 9336 | 2334
4670 | 2335 | 9340 | 2335
4672 | 2336 | 9344 | 2336
4674 | 2337 | 9348 | 2337
4676 | 2338 | 9352 | 2338
4678 | 2339 | 9356 | 2339
4680 | 2340 | 9360 | 2340
4682 | 2341 | 9364 | 2341
4684 | 2342 | 9368 | 2342
4686 | 2343 | 9372 | 2343
4688 | 2344 | 9376 | 2344
4690 | 2345 | 9380 | 2345
4692 | 2346 | 9384 | 2346
4694 | 2347 | 9388 | 2347
4696 | 2348 | 9392 | 2348
4698 | 2349 | 9396 | 2349
4700 | 2350 | 9400 | 2350
4702 | 2351 | 9404 | 2351
4704 | 2352 | 9408 | 2352
4706 | 2353 | 9412 | 2353
4708 | 2354 | 9416 | 2354
4710 | 2355 | 9420 | 2355
4712 | 2356 | 9424 | 2356
4714 | 2357 | 9428 | 2357
4716 | 2358 | 9432 | 2358
4718 | 2359 | 9436 | 2359
4720 | 2360 | 9440 | 2360
4722 | 2361 | 9444 | 2361
4724 | 2362 | 9448 | 2362
4726 | 2363 | 9452 | 2363
4728 | 2364 | 9456 | 2364
4730 | 2365 | 9460 | 2365
4732 | 2366 | 9464 | 2366
4734 | 2367 | 9468 | 2367
4736 | 2368 | 9472 | 2368
4738 | 2369 | 9476 | 2369
4740 | 2370 | 9480 | 2370
4742 | 2371 | 9484 | 2371
4744 | 2372 | 9488 | 2372
4746 | 2373 | 9492 | 2373
4748 | 2374 | 9496 | 2374
4750 | 2375 | 9500 | 2375
4752 | 2376 | 9504 | 2376
4754 | 2377 | 9508 | 2377
4756 | 2378 | 9512 | 2378
4758 | 2379 | 9516 | 2379
4760 | 2380 | 9520 | 2380
4762 | 2381 | 9524 | 2381
4764 | 2382 | 9528 | 2382
4766 | 2383 | 9532 | 2383
4768 | 2384 | 9536 | 2384
4770 | 2385 | 9540 | 2385
4772 | 2386 | 9544 | 2386
4774 | 2387 | 9548 | 2387
4776 | 2388 | 9552 | 2388
4778 | 2389 | 9556 | 2389
4780 | 2390 | 9560 | 2390
4782 | 2391 | 9564 | 2391
4784 | 2392 | 9568 | 2392
4786 | 2393 | 9572 | 2393
4788 | 2394 | 9576 | 2394
4790 | 2395 | 9580 | 2395
4792 | 2396 | 9584 | 2396
4794 | 2397 | 9588 | 2397
4796 | 2398 | 9592 | 2398
4798 | 2399 | 9596 | 2399
4800 | 2400 | 9600 | 2400
4802 | 2401 | 9604 | 2401
4804 | 2402 | 9608 | 2402
4806 | 2403 | 9612 | 2403
4808 | 2404 | 9616 | 2404
4810 | 2405 | 9620 | 2405
4812 | 2406 | 9624 | 2406
4814 | 2407 | 9628 | 2407
4816 | 2408 | 9632 | 2408
4818 | 2409 | 9636 | 2409
4820 | 2410 | 9640 | 2410
4822 | 2411 | 9644 | 2411
4824 | 2412 | 9648 | 2412
4826 | 2413 | 9652 | 2413
4828 | 2414 | 9656 | 2414
4830 | 2415 | 9660 | 2415
4832 | 2416 | 9664 | 2416
4834 | 2417 | 9668 | 2417
4836 | 2418 | 9672 | 2418
4838 | 2419 | 9676 | 2419
4840 | 2420 | 9680 | 2420
4842 | 2421 | 9684 | 2421
4844 | 2422 | 9688 | 2422
4846 | 2423 | 9692 | 2423
4848 | 2424 | 9696 | 2424
4850 | 2425 | 9700 | 2425
4852 | 2426 | 9704 | 2426
4854 | 2427 | 9708 | 2427
4856 | 2428 | 9712 | 2428
4858 | 2429 | 9716 | 2429
4860 | 2430 | 9720 | 2430
4862 | 2431 | 9724 | 2431
4864 | 2432 | 9728 | 2432
4866 | 2433 | 9732 | 2433
4868 | 2434 | 9736 | 2434
4870 | 2435 | 9740 | 2435
4872 | 2436 | 9744 | 2436
4874 | 2437 | 9748 | 2437
4876 | 2438 | 9752 | 2438
4878 | 2439 | 9756 | 2439
4880 | 2440 | 9760 | 2440
4882 | 2441 | 9764 | 2441
4884 | 2442 | 9768 | 2442
4886 | 2443 | 9772 | 2443
4888 | 2444 | 9776 | 2444
4890 | 2445 | 9780 | 2445
4892 | 2446 | 9784 | 2446
4894 | 2447 | 9788 | 2447
4896 | 2448 | 9792 | 2448
4898 | 2449 | 9796 | 2449
4900 | 2450 | 9800 | 2450
4902 | 2451 | 9804 | 2451
4904 | 2452 | 9808 | 2452
4906 | 2453 | 9812 | 2453
4908 | 2454 | 9816 | 2454
4910 | 2455 | 9820 | 2455
4912 | 2456 | 9824 | 2456
4914 | 2457 | 9828 | 2457
4916 | 2458 | 9832 | 2458
4918 | 2459 | 9836 | 2459
4920 | 2460 | 9840 | 2460
4922 | 2461 | 9844 | 2461
4924 | 2462 | 9848 | 2462
4926 | 2463 | 9852 | 2463
4928 | 2464 | 9856 | 2464
4930 | 2465 | 9860 | 2465
4932 | 2466 | 9864 | 2466
4934 | 2467 | 9868 | 2467
4936 | 2468 | 9872 | 2468
4938 | 2469 | 9876 | 2469
4940 | 2470 | 9880 | 2470
4942 | 2471 | 9884 | 2471
4944 | 2472 | 9888 | 2472
4946 | 2473 | 9892 | 2473
4948 | 2474 | 9896 | 2474
4950 | 2475 | 9900 | 2475
4952 | 2476 | 9904 | 2476
4954 | 2477 | 9908 | 2477
4956 | 2478 | 9912 | 2478
4958 | 2479 | 9916 | 2479
4960 | 2480 | 9920 | 2480
4962 | 2481 | 9924 | 2481
4964 | 2482 | 9928 | 2482
4966 | 2483 | 9932 | 2483
4968 | 2484 | 9936 | 2484
4970 | 2485 | 9940 | 2485
4972 | 2486 | 9944 | 2486
4974 | 2487 | 9948 | 2487
4976 | 2488 | 9952 | 2488
4978 | 2489 | 9956 | 2489
4980 | 2490 | 9960 | 2490
4982 | 2491 | 9964 | 2491
4984 | 2492 | 9968 | 2492
4986 | 2493 | 9972 | 2493
4988 | 2494 | 9976 | 2494
4990 | 2495 | 9980 | 2495
4992 | 2496 | 9984 | 2496
4994 | 2497 | 9988 | 2497
4996 | 2498 | 9992 | 2498
4998 | 2499 | 9996 | 2499
5000 | 2500 | 10000 | 2500
5002 | 2501 | 10004 | 2501
5004 | 2502 | 10008 | 2502
5006 | 2503 | 10012 | 2503
5008 | 2504 | 10016 | 2504
5010 | 2505 | 10020 | 2505
5012 | 2506 | 10024 | 2506
5014 | 2507 | 10028 | 2507
5016 | 2508 | 10032 | 2508
5018 | 2509 | 10036 | 2509
5020 | 2510 | 10040 | 2510
5022 | 2511 | 10044 | 2511
5024 | 2512 | 10048 | 2512
5026 | 2513 | 10052 | 2513
5028 | 2514 | 10056 | 2514
5030 | 2515 | 10060 | 2515
5032 | 2516 | 10064 | 2516
5034 | 2517 | 10068 | 2517
5036 | 2518 | 10072 | 2518
5038 | 2519 | 10076 | 2519
5040 | 2520 | 10080 | 2520
5042 | 2521 | 10084 | 2521
5044 | 2522 | 10088 | 2522
5046 | 2523 | 10092 | 2523
5048 | 2524 | 10096 | 2524
5050 | 2525 | 10100 | 2525
5052 | 2526 | 10104 | 2526
5054 | 2527 | 10108 | 2527
5056 | 2528 | 10112 | 2528
5058 | 2529 | 10116 | 2529
5060 | 2530 | 10120 | 2530
5062 | 2531 | 10124 | 2531
5064 | 2532 | 10128 | 2532
5066 | 2533 | 10132 | 2533
5068 | 2534 | 10136 | 2534
5070 | 2535 | 10140 | 2535
5072 | 2536 | 10144 | 2536
5074 | 2537 | 10148 | 2537
5076 | 2538 | 10152 | 2538
5078 | 2539 | 10156 | 2539
5080 | 2540 | 10160 | 2540
5082 | 2541 | 10164 | 2541
5084 | 2542 | 10168 | 2542
5086 | 2543 | 10172 | 2543
5088 | 2544 | 10176 | 2544
5090 | 2545 | 10180 | 2545
5092 | 2546 | 10184 | 2546
5094 | 2547 | 10188 | 2547
5096 | 2548 | 10192 | 2548
5098 | 2549 | 10196 | 2549
5100 | 2550 | 10200 | 2550
5102 | 2551 | 10204 | 2551
5104 | 2552 | 10208 | 2552
5106 | 2553 | 10212 | 2553
5108 | 2554 | 10216 | 2554
5110 | 2555 | 10220 | 2555
5112 | 2556 | 10224 | 2556
5114 | 2557 | 10228 | 2557
5116 | 2558 | 10232 | 2558
5118 | 2559 | 10236 | 2559
5120 | 2560 | 10240 | 2560
5122 | 2561 | 10244 | 2561
5124 | 2562 | 10248 | 2562
5126 | 2563 | 10252 | 2563
5128 | 2564 | 10256 | 2564
5130 | 2565 | 10260 | 2565
5132 | 2566 | 10264 | 2566
5134 | 2567 | 10268 | 2567
5136 | 2568 | 10272 | 2568
5138 | 2569 | 10276 | 2569
5140 | 2570 | 10280 | 2570
5142 | 2571 | 10284 | 2571
5144 | 2572 | 10288 | 2572
5146 | 2573 | 10292 | 2573
5148 | 2574 | 10296 | 2574
5150 | 2575 | 10300 | 2575
5152 | 2576 | 10304 | 2576
5154 | 2577 | 10308 | 2577
5156 | 2578 | 10312 | 2578
5158 | 2579 | 10316 | 2579
5160 | 2580 | 10320 | 2580
5162 | 2581 | 10324 | 2581
5164 | 2582 | 10328 | 2582
5166 | 2583 | 10332 | 2583
5168 | 2584 | 10336 | 2584
5170 | 2585 | 10340 | 2585
5172 | 2586 | 10344 | 2586
5174 | 2587 | 10348 | 2587
5176 | 2588 | 10352 | 2588
5178 | 2589 | 10356 | 2589
5180 | 2590 | 10360 | 2590
5182 | 2591 | 10364 | 2591
5184 | 2592 | 10368 | 2592
5186 | 2593 | 10372 | 2593
5188 | 2594 | 10376 | 2594
5190 | 2595 | 10380 | 2595
5192 | 2596 | 10384 | 2596
5194 | 2597 | 10388 | 2597
5196 | 2598 | 10392 | 2598
5198 | 2599 | 10396 | 2599
5200 | 2600 | 10400 | 2600
5202 | 2601 | 10404 | 2601
5204 | 2602 | 10408 | 2602
5206 | 2603 | 10412 | 2603
5208 | 2604 | 10416 | 2604
5210 | 2605 | 10420 | 2605
5212 | 2606 | 10424 | 2606
5214 | 2607 | 10428 | 2607
5216 | 2608 | 10432 | 2608
5218 | 2609 | 10436 | 2609
5220 | 2610 | 10440 | 2610
5222 | 2611 | 10444 | 2611
5224 | 2612 | 10448 | 2612
5226 | 2613 | 10452 | 2613
5228 | 2614 | 10456 | 2614
5230 | 2615 | 10460 | 2615
5232 | 2616 | 10464 | 2616
5234 | 2617 | 10468 | 2617
5236 | 2618 | 10472 | 2618
5238 | 2619 | 10476 | 2619
5240 | 2620 | 10480 | 2620
5242 | 2621 | 10484 | 2621
5244 | 2622 | 10488 | 2622
5246 | 2623 | 10492 | 2623
5248 | 2624 | 10496 | 2624
5250 | 2625 | 10500 | 2625
5252 | 2626 | 10504 | 2626
5254 | 2627 | 10508 | 2627
5256 | 2628 | 10512 | 2628
5258 | 2629 | 10516 | 2629
5260 | 2630 | 10520 | 2630
5262 | 2631 | 10524 | 2631
5264 | 2632 | 10528 | 2632
5266 | 2633 | 10532 | 2633
5268 | 2634 | 10536 | 2634
5270 | 2635 | 10540 | 2635
5272 | 2636 | 10544 | 2636
5274 | 2637 | 10548 | 2637
5276 | 2638 | 10552 | 2638
5278 | 2639 | 10556 | 2639
5280 | 2640 | 10560 | 2640
5282 | 2641 | 10564 | 2641
5284 | 2642 | 10568 | 2642
5286 | 2643 | 10572 | 2643
5288 | 2644 | 10576 | 2644
5290 | 2645 | 10580 | 2645
5292 | 2646 | 10584 | 2646
5294 | 2647 | 10588 | 2647
5296 | 2648 | 10592 | 2648
5298 | 2649 | 10596 | 2649
5300 | 2650 | 10600 | 2650
5302 | 2651 | 10604 | 2651
5304 | 2652 | 10608 | 2652
5306 | 2653 | 10612 | 2653
5308 | 2654 | 10616 | 2654
5310 | 2655 | 10620 | 2655
5312 | 2656 | 10624 | 2656
5314 | 2657 | 10628 | 2657
5316 | 2658 | 10632 | 2658
5318 | 2659 | 10636 | 2659
5320 | 2660 | 10640 | 2660
5322 | 2661 | 10644 | 2661
5324 | 2662 | 10648 | 2662
5326 | 2663 | 10652 | 2663
5328 | 2664 | 10656 | 2664
5330 | 2665 | 10660 | 2665
5332 | 2666 | 10664 | 2666
5334 | 2667 | 10668 | 2667
5336 | 2668 | 10672 | 2668
5338 | 2669 | 10676 | 2669
5340 | 2670 | 10680 | 2670
5342 | 2671 | 10684 | 2671
5344 | 2672 | 10688 | 2672
5346 | 2673 | 10692 | 2673
5348 | 2674 | 10696 | 2674
5350 | 2675 | 10700 | 2675
5352 | 2676 | 10704 | 2676
5354 | 2677 | 10708 | 2677
5356 | 2678 | 10712 | 2678
5358 | 2679 | 10716 | 2679
5360 | 2680 | 10720 | 2680
5362 | 2681 | 10724 | 2681
5364 | 2682 | 10728 | 2682
5366 | 2683 | 10732 | 2683
5368 | 2684 | 10736 | 2684
5370 | 2685 | 10740 | 2685
5372 | 2686 | 10744 | 2686
5374 | 2687 | 10748 | 2687
5376 | 2688 | 10752 | 2688
5378 | 2689 | 10756 | 2689
5380 | 2690 | 10760 | 2690
5382 | 2691 | 10764 | 2691
5384 | 2692 | 10768 | 2692
5386 | 2693 | 10772 | 2693
5388 | 2694 | 10776 | 2694
5390 | 2695 | 10780 | 2695
5392 | 2696 | 10784 | 2696
5394 | 2697 | 10788 | 2697
5396 | 2698 | 10792 | 2698
5398 | 2699 | 10796 | 2699
5400 | 2700 | 10800 | 2700
5402 | 2701 | 10804 | 2701
5404 | 2702 | 10808 | 2702
5406 | 2703 | 10812 | 2703
5408 | 2704 | 10816 | 2704
5410 | 2705 | 10820 | 2705
5412 | 2706 | 10824 | 2706
5414 | 2707 | 10828 | 2707
5416 | 2708 | 10832 | 2708
5418 | 2709 | 10836 | 2709
5420 | 2710 | 10840 | 2710
5422 | 2711 | 10844 | 2711
5424 | 2712 | 10848 | 2712
5426 | 2713 | 10852 | 2713
5428 | 2714 | 10856 | 2714
5430 | 2715 | 10860 | 2715
5432 | 2716 | 10864 | 2716
5434 | 2717 | 10868 | 2717
5436 | 2718 | 10872 | 2718
5438 | 2719 | 10876 | 2719
5440 | 2720 | 10880 | 2720
5442 | 2721 | 10884 | 2721
5444 | 2722 | 10888 | 2722
5446 | 2723 | 10892 | 2723
5448 | 2724 | 10896 | 2724
5450 | 2725 | 10900 | 2725
5452 | 2726 | 10904 | 2726
5454 | 2727 | 10908 | 2727
5456 | 2728 | 10912 | 2728
5458 | 2729 | 10916 | 2729
5460 | 2730 | 10920 | 2730
5462 | 2731 | 10924 | 2731
5464 | 2732 | 10928 | 2732
5466 | 2733 | 10932 | 2733
5468 | 2734 | 10936 | 2734
5470 | 2735 | 10940 | 2735
5472 | 2736 | 10944 | 2736
5474 | 2737 | 10948 | 2737
5476 | 2738 | 10952 | 2738
5478 | 2739 | 10956 | 2739
5480 | 2740 | 10960 | 2740
5482 | 2741 | 10964 | 2741
5484 | 2742 | 10968 | 2742
5486 | 2743 | 10972 | 2743
5488 | 2744 | 10976 | 2744
5490 | 2745 | 10980 | 2745
5492 | 2746 | 10984 | 2746
5494 | 2747 | 10988 | 2747
5496 | 2748 | 10992 | 2748
5498 | 2749 | 10996 | 2749
5500 | 2750 | 11000 | 2750
5502 | 2751 | 11004 | 2751
5504 | 2752 | 11008 | 2752
5506 | 2753 | 11012 | 2753
5508 | 2754 | 11016 | 2754
5510 | 2755 | 11020 | 2755
5512 | 2756 | 11024 | 2756
5514 | 2757 | 11028 | 2757
5516 | 2758 | 11032 | 2758
5518 | 2759 | 11036 | 2759
5520 | 2760 | 11040 | 2760
5522 | 2761 | 11044 | 2761
5524 | 2762 | 11048 | 2762
5526 | 2763 | 11052 | 2763
5528 | 2764 | 11056 | 2764
5530 | 2765 | 11060 | 2765
5532 | 2766 | 11064 | 2766
5534 | 2767 | 11068 | 2767
5536 | 2768 | 11072 | 2768
5538 | 2769 | 11076 | 2769
5540 | 2770 | 11080 | 2770
5542 | 2771 | 11084 | 2771
5544 | 2772 | 11088 | 2772
5546 | 2773 | 11092 | 2773
5548 | 2774 | 11096 | 2774
5550 | 2775 | 11100 | 2775
5552 | 2776 | 11104 | 2776
5554 | 2777 | 11108 | 2777
5556 | 2778 | 11112 | 2778
5558 | 2779 | 11116 | 2779
5560 | 2780 | 11120 | 2780
5562 | 2781 | 11124 | 2781
5564 | 2782 | 11128 | 2782
5566 | 2783 | 11132 | 2783
5568 | 2784 | 11136 | 2784
5570 | 2785 | 11140 | 2785
5572 | 2786 | 11144 | 2786
5574 | 2787 | 11148 | 2787
5576 | 2788 | 11152 | 2788
5578 | 2789 | 11156 | 2789
5580 | 2790 | 11160 | 2790
5582 | 2791 | 11164 | 2791
5584 | 2792 | 11168 | 2792
5586 | 2793 | 11172 | 2793
5588 | 2794 | 11176 | 2794
5590 | 2795 | 11180 | 2795
5592 | 2796 | 11184 | 2796
5594 | 2797 | 11188 | 2797
5596 | 2798 | 11192 | 2798
5598 | 2799 | 11196 | 2799
5600 | 2800 | 11200 | 2800
5602 | 2801 | 11204 | 2801
5604 | 2802 | 11208 | 2802
5606 | 2803 | 11212 | 2803
5608 | 2804 | 11216 | 2804
5610 | 2805 | 11220 | 2805
5612 | 2806 | 11224 | 2806
5614 | 2807 | 11228 | 2807
5616 | 2808 | 11232 | 2808
5618 | 2809 | 11236 | 2809
5620 | 2810 | 11240 | 2810
5622 | 2811 | 11244 | 2811
5624 | 2812 | 11248 | 2812
5626 | 2813 | 11252 | 2813
5628 | 2814 | 11256 | 2814
5630 | 2815 | 11260 | 2815
5632 | 2816 | 11264 | 2816
5634 | 2817 | 11268 | 2817
5636 | 2818 | 11272 | 2818
5638 | 2819 | 11276 | 2819
5640 | 2820 | 11280 | 2820
5642 | 2821 | 11284 | 2821
5644 | 2822 | 11288 | 2822
5646 | 2823 | 11292 | 2823
5648 | 2824 | 11296 | 2824
5650 | 2825 | 11300 | 2825
5652 | 2826 | 11304 | 2826
5654 | 2827 | 11308 | 2827
5656 | 2828 | 11312 | 2828
5658 | 2829 | 11316 | 2829
5660 | 2830 | 11320 | 2830
5662 | 2831 | 11324 | 2831
5664 | 2832 | 11328 | 2832
5666 | 2833 | 11332 | 2833
5668 | 2834 | 11336 | 2834
5670 | 2835 | 11340 | 2835
5672 | 2836 | 11344 | 2836
5674 | 2837 | 11348 | 2837
5676 | 2838 | 11352 | 2838
5678 | 2839 | 11356 | 2839
5680 | 2840 | 11360 | 2840
5682 | 2841 | 11364 | 2841
5684 | 2842 | 11368 | 2842
5686 | 2843 | 11372 | 2843
5688 | 2844 | 11376 | 2844
5690 | 2845 | 11380 | 2845
5692 | 2846 | 11384 | 2846
5694 | 2847 | 11388 | 2847
5696 | 2848 | 11392 | 2848
5698 | 2849 | 11396 | 2849
5700 | 2850 | 11400 | 2850
5702 | 2851 | 11404 | 2851
5704 | 2852 | 11408 | 2852
5706 | 2853 | 11412 | 2853
5708 | 2854 | 11416 | 2854
5710 | 2855 | 11420 | 2855
5712 | 2856 | 11424 | 2856
5714 | 2857 | 11428 | 2857
5716 | 2858 | 11432 | 2858
5718 | 2859 | 11436 | 2859
5720 | 2860 | 11440 | 2860
5722 | 2861 | 11444 | 2861
5724 | 2862 | 11448 | 2862
5726 | 2863 | 11452 | 2863
5728 | 2864 | 11456 | 2864
5730 | 2865 | 11460 | 2865
5732 | 2866 | 11464 | 2866
5734 | 2867 | 11468 | 2867
5736 | 2868 | 11472 | 2868
5738 | 2869 | 11476 | 2869
5740 | 2870 | 11480 | 2870
5742 | 2871 | 11484 | 2871
5744 | 2872 | 11488 | 2872
5746 | 2873 | 11492 | 2873
5748 | 2874 | 11496 | 2874
5750 | 2875 | 11500 | 2875
5752 | 2876 | 11504 | 2876
5754 | 2877 | 11508 | 2877
5756 | 2878 | 11512 | 2878
5758 | 2879 | 11516 | 2879
5760 | 2880 | 11520 | 2880
5762 | 2881 | 11524 | 2881
5764 | 2882 | 11528 | 2882
5766 | 2883 | 11532 | 2883
5768 | 2884 | 11536 | 2884
5770 | 2885 | 11540 | 2885
5772 | 2886 | 11544 | 2886
5774 | 2887 | 11548 | 2887
5776 | 2888 | 11552 | 2888
5778 | 2889 | 11556 | 2889
5780 | 2890 | 11560 | 2890
5782 | 2891 | 11564 | 2891
5784 | 2892 | 11568 | 2892
5786 | 2893 | 11572 | 2893
5788 | 2894 | 11576 | 2894
5790 | 2895 | 11580 | 2895
5792 | 2896 | 11584 | 2896
5794 | 2897 | 11588 | 2897
5796 | 2898 | 11592 | 2898
5798 | 2899 | 11596 | 2899
5800 | 2900 | 11600 | 2900
5802 | 2901 | 11604 | 2901
5804 | 2902 | 11608 | 2902
5806 | 2903 | 11612 | 2903
5808 | 2904 | 11616 | 2904
5810 | 2905 | 11620 | 2905
5812 | 2906 | 11624 | 2906
5814 | 2907 | 11628 | 2907
5816 | 2908 | 11632 | 2908
5818 | 2909 | 11636 | 2909
5820 | 2910 | 11640 | 2910
5822 | 2911 | 11644 | 2911
5824 | 2912 | 11648 | 2912
5826 | 2913 | 11652 | 2913
5828 | 2914 | 11656 | 2914
5830 | 2915 | 11660 | 2915
5832 | 2916 | 11664 | 2916
5834 | 2917 | 11668 | 2917
5836 | 2918 | 11672 | 2918
5838 | 2919 | 11676 | 2919
5840 | 2920 | 11680 | 2920
5842 | 2921 | 11684 | 2921
5844 | 2922 | 11688 | 2922
5846 | 2923 | 11692 | 2923
5848 | 2924 | 11696 | 2924
5850 | 2925 | 11700 | 2925
5852 | 2926 | 11704 | 2926
5854 | 2927 | 11708 | 2927
5856 | 2928 | 11712 | 2928
5858 | 2929 | 11716 | 2929
5860 | 2930 | 11720 | 2930
5862 | 2931 | 11724 | 2931
5864 | 2932 | 11728 | 2932
5866 | 2933 | 11732 | 2933
5868 | 2934 | 11736 | 2934
5870 | 2935 | 11740 | 2935
5872 | 2936 | 11744 | 2936
5874 | 2937 | 11748 | 2937
5876 | 2938 | 11752 | 2938
5878 | 2939 | 11756 | 2939
5880 | 2940 | 11760 | 2940
5882 | 2941 | 11764 | 2941
5884 | 2942 | 11768 | 2942
5886 | 2943 | 11772 | 2943
5888 | 2944 | 11776 | 2944
5890 | 2945 | 11780 | 2945
5892 | 2946 | 11784 | 2946
5894 | 2947 | 11788 | 2947
5896 | 2948 | 11792 | 2948
5898 | 2949 | 11796 | 2949
5900 | 2950 | 11800 | 2950
5902 | 2951 | 11804 | 2951
5904 | 2952 | 11808 | 2952
5906 | 2953 | 11812 | 2953
5908 | 2954 | 11816 | 2954
5910 | 2955 | 11820 | 2955
5912 | 2956 | 11824 | 2956
5914 | 2957 | 11828 | 2957
5916 | 2958 | 11832 | 2958
5918 | 2959 | 11836 | 2959
5920 | 2960 | 11840 | 2960
5922 | 2961 | 11844 | 2961
5924 | 2962 | 11848 | 2962
5926 | 2963 | 11852 | 2963
5928 | 2964 | 11856 | 2964
5930 | 2965 | 11860 | 2965
5932 | 2966 | 11864 | 2966
5934 | 2967 | 11868 | 2967
5936 | 2968 | 11872 | 2968
5938 | 2969 | 11876 | 2969
5940 | 2970 | 11880 | 2970
5942 | 2971 | 11884 | 2971
5944 | 2972 | 11888 | 2972
5946 | 2973 | 11892 | 2973
5948 | 2974 | 11896 | 2974
5950 | 2975 | 11900 | 2975
5952 | 2976 | 11904 | 2976
5954 | 2977 | 11908 | 2977
5956 | 2978 | 11912 | 2978
5958 | 2979 | 11916 | 2979
5960 | 2980 | 11920 | 2980
5962 | 2981 | 11924 | 2981
5964 | 2982 | 11928 | 2982
5966 | 2983 | 11932 | 2983
5968 | 2984 | 11936 | 2984
5970 | 2985 | 11940 | 2985
5972 | 2986 | 11944 | 2986
5974 | 2987 | 11948 | 2987
5976 | 2988 | 11952 | 2988
5978 | 2989 | 11956 | 2989
5980 | 2990 | 11960 | 2990
5982 | 2991 | 11964 | 2991
5984 | 2992 | 11968 | 2992
5986 | 2993 | 11972 | 2993
5988 | 2994 | 11976 | 2994
5990 | 2995 | 11980 | 2995
5992 | 2996 | 11984 | 2996
5994 | 2997 | 11988 | 2997
5996 | 2998 | 11992 | 2998
5998 | 2999 | 11996 | 2999
6000 | 3000 | 12000 | 3000
6002 | 3001 | 12004 | 3001
6004 | 3002 | 12008 | 3002
6006 | 3003 | 12012 | 3003
6008 | 3004 | 12016 | 3004
6010 | 3005 | 12020 | 3005
6012 | 3006 | 12024 | 3006
6014 | 3007 | 12028 | 3007
6016 | 3008 | 12032 | 3008
6018 | 3009 | 12036 | 3009
6020 | 3010 | 12040 | 3010
6022 | 3011 | 12044 | 3011
6024 | 3012 | 12048 | 3012
6026 | 3013 | 12052 | 3013
6028 | 3014 | 12056 | 3014
6030 | 3015 | 12060 | 3015
6032 | 3016 | 12064 | 3016
6034 | 3017 | 12068 | 3017
6036 | 3018 | 12072 | 3018
6038 | 3019 | 12076 | 3019
6040 | 3020 | 12080 | 3020
6042 | 3021 | 12084 | 3021
6044 | 3022 | 12088 | 3022
6046 | 3023 | 12092 | 3023
6048 | 3024 | 12096 | 3024
6050 | 3025 | 12100 | 3025
6052 | 3026 | 12104 | 3026
6054 | 3027 | 12108 | 3027
6056 | 3028 | 12112 | 3028
6058 | 3029 | 12116 | 3029
6060 | 3030 | 12120 | 3030
6062 | 3031 | 12124 | 3031
6064 | 3032 | 12128 | 3032
6066 | 3033 | 12132 | 3033
6068 | 3034 | 12136 | 3034
6070 | 3035 | 12140 | 3035
6072 | 3036 | 12144 | 3036
6074 | 3037 | 12148 | 3037
6076 | 3038 | 12152 | 3038
6078 | 3039 | 12156 | 3039
6080 | 3040 | 12160 | 3040
6082 | 3041 | 12164 | 3041
6084 | 3042 | 12168 | 3042
6086 | 3043 | 12172 | 3043
6088 | 3044 | 12176 | 3044
6090 | 3045 | 12180 | 3045
6092 | 3046 | 12184 | 3046
6094 | 3047 | 12188 | 3047
6096 | 3048 | 12192 | 3048
6098 | 3049 | 12196 | 3049
6100 | 3050 | 12200 | 3050
6102 | 3051 | 12204 | 3051
6104 | 3052 | 12208 | 3052
6106 | 3053 | 12212 | 3053
6108 | 3054 | 12216 | 3054
6110 | 3055 | 12220 | 3055
6112 | 3056 | 12224 | 3056
6114 | 3057 | 12228 | 3057
6116 | 3058 | 12232 | 3058
6118 | 3059 | 12236 | 3059
6120 | 3060 | 12240 | 3060
6122 | 3061 | 12244 | 3061
6124 | 3062 | 12248 | 3062
6126 | 3063 | 12252 | 3063
6128 | 3064 | 12256 | 3064
6130 | 3065 | 12260 | 3065
6132 | 3066 | 12264 | 3066
6134 | 3067 | 12268 | 3067
6136 | 3068 | 12272 | 3068
6138 | 3069 | 12276 | 3069
6140 | 3070 | 12280 | 3070
6142 | 3071 | 12284 | 3071
6144 | 3072 | 12288 | 3072
6146 | 3073 | 12292 | 3073
6148 | 3074 | 12296 | 3074
6150 | 3075 | 12300 | 3075
6152 | 3076 | 12304 | 3076
6154 | 3077 | 12308 | 3077
6156 | 3078 | 12312 | 3078
6158 | 3079 | 12316 | 3079
6160 | 3080 | 12320 | 3080
6162 | 3081 | 12324 | 3081
6164 | 3082 | 12328 | 3082
6166 | 3083 | 12332 | 3083
6168 | 3084 | 12336 | 3084
6170 | 3085 | 12340 | 3085
6172 | 3086 | 12344 | 3086
6174 | 3087 | 12348 | 3087
6176 | 3088 | 12352 | 3088
6178 | 3089 | 12356 | 3089
6180 | 3090 | 12360 | 3090
6182 | 3091 | 12364 | 3091
6184 | 3092 | 12368 | 3092
6186 | 3093 | 12372 | 3093
6188 | 3094 | 12376 | 3094
6190 | 3095 | 12380 | 3095
6192 | 3096 | 12384 | 3096
6194 | 3097 | 12388 | 3097
6196 | 3098 | 12392 | 3098
6198 | 3099 | 12396 | 3099
6200 | 3100 | 12400 | 3100
6202 | 3101 | 12404 | 3101
6204 | 3102 | 12408 | 3102
6206 | 3103 | 12412 | 3103
6208 | 3104 | 12416 | 3104
6210 | 3105 | 12420 | 3105
6212 | 3106 | 12424 | 3106
6214 | 3107 | 12428 | 3107
6216 | 3108 | 12432 | 3108
6218 | 3109 | 12436 | 3109
6220 | 3110 | 12440 | 3110
6222 | 3111 | 12444 | 3111
6224 | 3112 | 12448 | 3112
6226 | 3113 | 12452 | 3113
6228 | 3114 | 12456 | 3114
6230 | 3115 | 12460 | 3115
6232 | 3116 | 12464 | 3116
6234 | 3117 | 12468 | 3117
6236 | 3118 | 12472 | 3118
6238 | 3119 | 12476 | 3119
6240 | 3120 | 12480 | 3120
6242 | 3121 | 12484 | 3121
6244 | 3122 | 12488 | 3122
6246 | 3123 | 12492 | 3123
6248 | 3124 | 12496 | 3124
6250 | 3125 | 12500 | 3125
6252 | 3126 | 12504 | 3126
6254 | 3127 | 12508 | 3127
6256 | 3128 | 12512 | 3128
6258 | 3129 | 12516 | 3129
6260 | 3130 | 12520 | 3130
6262 | 3131 | 12524 | 3131
6264 | 3132 | 12528 | 3132
6266 | 3133 | 12532 | 3133
6268 | 3134 | 12536 | 3134
6270 | 3135 | 12540 | 3135
6272 | 3136 | 12544 | 3136
6274 | 3137 | 12548 | 3137
6276 | 3138 | 12552 | 3138
6278 | 3139 | 12556 | 3139
6280 | 3140 | 12560 | 3140
6282 | 3141 | 12564 | 3141
6284 | 3142 | 12568 | 3142
6286 | 3143 | 12572 | 3143
6288 | 3144 | 12576 | 3144
6290 | 3145 | 12580 | 3145
6292 | 3146 | 12584 | 3146
6294 | 3147 | 12588 | 3147
6296 | 3148 | 12592 | 3148
6298 | 3149 | 12596 | 3149
6300 | 3150 | 12600 | 3150
6302 | 3151 | 12604 | 3151
6304 | 3152 | 12608 | 3152
6306 | 3153 | 12612 | 3153
6308 | 3154 | 12616 | 3154
6310 | 3155 | 12620 | 3155
6312 | 3156 | 12624 | 3156
6314 | 3157 | 12628 | 3157
6316 | 3158 | 12632 | 3158
6318 | 3159 | 12636 | 3159
6320 | 3160 | 12640 | 3160
6322 | 3161 | 12644 | 3161
6324 | 3162 | 12648 | 3162
6326 | 3163 | 12652 | 3163
6328 | 3164 | 12656 | 3164
6330 | 3165 | 12660 | 3165
6332 | 3166 | 12664 | 3166
6334 | 3167 | 12668 | 3167
6336 | 3168 | 12672 | 3168
6338 | 3169 | 12676 | 3169
6340 | 3170 | 12680 | 3170
6342 | 3171 | 12684 | 3171
6344 | 3172 | 12688 | 3172
6346 | 3173 | 12692 | 3173
6348 | 3174 | 12696 | 3174
6350 | 3175 | 12700 | 3175
6352 | 3176 | 12704 | 3176
6354 | 3177 | 12708 | 3177
6356 | 3178 | 12712 | 3178
6358 | 3179 | 12716 | 3179
6360 | 3180 | 12720 | 3180
6362 | 3181 | 12724 | 3181
6364 | 3182 | 12728 | 3182
6366 | 3183 | 12732 | 3183
6368 | 3184 | 12736 | 3184
6370 | 3185 | 12740 | 3185
6372 | 3186 | 12744 | 3186
6374 | 3187 | 12748 | 3187
6376 | 3188 | 12752 | 3188
6378 | 3189 | 12756 | 3189
6380 | 3190 | 12760 | 3190
6382 | 3191 | 12764 | 3191
6384 | 3192 | 12768 | 3192
6386 | 3193 | 12772 | 3193
6388 | 3194 | 12776 | 3194
6390 | 3195 | 12780 | 3195
6392 | 3196 | 12784 | 3196
6394 | 3197 | 12788 | 3197
6396 | 3198 | 12792 | 3198
6398 | 3199 | 12796 | 3199
6400 | 3200 | 12800 | 3200
6402 | 3201 | 12804 | 3201
6404 | 3202 | 12808 | 3202
6406 | 3203 | 12812 | 3203
6408 | 3204 | 12816 | 3204
6410 | 3205 | 12820 | 3205
6412 | 3206 | 12824 | 3206
6414 | 3207 | 12828 | 3207
6416 | 3208 | 12832 | 3208
6418 | 3209 | 12836 | 3209
6420 | 3210 | 12840 | 3210
6422 | 3211 | 12844 | 3211
6424 | 3212 | 12848 | 3212
6426 | 3213 | 12852 | 3213
6428 | 3214 | 12856 | 3214
6430 | 3215 | 12860 | 3215
6432 | 3216 | 12864 | 3216
6434 | 3217 | 12868 | 3217
6436 | 3218 | 12872 | 3218
6438 | 3219 | 12876 | 3219
6440 | 3220 | 12880 | 3220
6442 | 3221 | 12884 | 3221
6444 | 3222 | 12888 | 3222
6446 | 3223 | 12892 | 3223
6448 | 3224 | 12896 | 3224
6450 | 3225 | 12900 | 3225
6452 | 3226 | 12904 | 3226
6454 | 3227 | 12908 | 3227
6456 | 3228 | 12912 | 3228
6458 | 3229 | 12916 | 3229
6460 | 3230 | 12920 | 3230
6462 | 3231 | 12924 | 3231
6464 | 3232 | 12928 | 3232
6466 | 3233 | 12932 | 3233
6468 | 3234 | 12936 | 3234
6470 | 3235 | 12940 | 3235
6472 | 3236 | 12944 | 3236
6474 | 3237 | 12948 | 3237
6476 | 3238 | 12952 | 3238
6478 | 3239 | 12956 | 3239
6480 | 3240 | 12960 | 3240
6482 | 3241 | 12964 | 3241
6484 | 3242 | 12968 | 3242
6486 | 3243 | 12972 | 3243
6488 | 3244 | 12976 | 3244
6490 | 3245 | 12980 | 3245
6492 | 3246 | 12984 | 3246
6494 | 3247 | 12988 | 3247
6496 | 3248 | 12992 | 3248
6498 | 3249 | 12996 | 3249
6500 | 3250 | 13000 | 3250
6502 | 3251 | 13004 | 3251
6504 | 3252 | 13008 | 3252
6506 | 3253 | 13012 | 3253
6508 | 3254 | 13016 | 3254
6510 | 3255 | 13020 | 3255
6512 | 3256 | 13024 | 3256
6514 | 3257 | 13028 | 3257
6516 | 3258 | 13032 | 3258
6518 | 3259 | 13036 | 3259
6520 | 3260 | 13040 | 3260
6522 | 3261 | 13044 | 3261
6524 | 3262 | 13048 | 3262
6526 | 3263 | 13052 | 3263
6528 | 3264 | 13056 | 3264
6530 | 3265 | 13060 | 3265
6532 | 3266 | 13064 | 3266
6534 | 3267 | 13068 | 3267
6536 | 3268 | 13072 | 3268
6538 | 3269 | 13076 | 3269
6540 | 3270 | 13080 | 3270
6542 | 3271 | 13084 | 3271
6544 | 3272 | 13088 | 3272
6546 | 3273 | 13092 | 3273
6548 | 3274 | 13096 | 3274
6550 | 3275 | 13100 | 3275
6552 | 3276 | 13104 | 3276
6554 | 3277 | 13108 | 3277
6556 | 3278 | 13112 | 3278
6558 | 3279 | 13116 | 3279
6560 | 3280 | 13120 | 3280
6562 | 3281 | 13124 | 3281
6564 | 3282 | 13128 | 3282
6566 | 3283 | 13132 | 3283
6568 | 3284 | 13136 | 3284
6570 | 3285 | 13140 | 3285
6572 | 3286 | 13144 | 3286
6574 | 3287 | 13148 | 3287
6576 | 3288 | 13152 | 3288
6578 | 3289 | 13156 | 3289
6580 | 3290 | 13160 | 3290
6582 | 3291 | 13164 | 3291
6584 | 3292 | 13168 | 3292
6586 | 3293 | 13172 | 3293
6588 | 3294 | 13176 | 3294
6590 | 3295 | 13180 | 3295
6592 | 3296 | 13184 | 3296
6594 | 3297 | 13188 | 3297
6596 | 3298 | 13192 | 3298
6598 | 3299 | 13196 | 3299
6600 | 3300 | 13200 | 3300
6602 | 3301 | 13204 | 3301
6604 | 3302 | 13208 | 3302
6606 | 3303 | 13212 | 3303
6608 | 3304 | 13216 | 3304
6610 | 3305 | 13220 | 3305
6612 | 3306 | 13224 | 3306
6614 | 3307 | 13228 | 3307
6616 | 3308 | 13232 | 3308
6618 | 3309 | 13236 | 3309
6620 | 3310 | 13240 | 3310
6622 | 3311 | 13244 | 3311
6624 | 3312 | 13248 | 3312
6626 | 3313 | 13252 | 3313
6628 | 3314 | 13256 | 3314
6630 | 3315 | 13260 | 3315
6632 | 3316 | 13264 | 3316
6634 | 3317 | 13268 | 3317
6636 | 3318 | 13272 | 3318
6638 | 3319 | 13276 | 3319
6640 | 3320 | 13280 | 3320
6642 | 3321 | 13284 | 3321
6644 | 3322 | 13288 | 3322
6646 | 3323 | 13292 | 3323
6648 | 3324 | 13296 | 3324
6650 | 3325 | 13300 | 3325
6652 | 3326 | 13304 | 3326
6654 | 3327 | 13308 | 3327
6656 | 3328 | 13312 | 3328
6658 | 3329 | 13316 | 3329
6660 | 3330 | 13320 | 3330
6662 | 3331 | 13324 | 3331
6664 | 3332 | 13328 | 3332
6666 | 3333 | 13332 | 3333
6668 | 3334 | 13336 | 3334
6670 | 3335 | 13340 | 3335
6672 | 3336 | 13344 | 3336
6674 | 3337 | 13348 | 3337
6676 | 3338 | 13352 | 3338
6678 | 3339 | 13356 | 3339
6680 | 3340 | 13360 | 3340
6682 | 3341 | 13364 | 3341
6684 | 3342 | 13368 | 3342
6686 | 3343 | 13372 | 3343
6688 | 3344 | 13376 | 3344
6690 | 3345 | 13380 | 3345
6692 | 3346 | 13384 | 3346
6694 | 3347 | 13388 | 3347
6696 | 3348 | 13392 | 3348
6698 | 3349 | 13396 | 3349
6700 | 3350 | 13400 | 3350
6702 | 3351 | 13404 | 3351
6704 | 3352 | 13408 | 3352
6706 | 3353 | 13412 | 3353
6708 | 3354 | 13416 | 3354
6710 | 3355 | 13420 | 3355
6712 | 3356 | 13424 | 3356
6714 | 3357 | 13428 | 3357
6716 | 3358 | 13432 | 3358
6718 | 3359 | 13436 | 3359
6720 | 3360 | 13440 | 3360
6722 | 3361 | 13444 | 3361
6724 | 3362 | 13448 | 3362
6726 | 3363 | 13452 | 3363
6728 | 3364 | 13456 | 3364
6730 | 3365 | 13460 | 3365
6732 | 3366 | 13464 | 3366
6734 | 3367 | 13468 | 3367
6736 | 3368 | 13472 | 3368
6738 | 3369 | 13476 | 3369
6740 | 3370 | 13480 | 3370
6742 | 3371 | 13484 | 3371
6744 | 3372 | 13488 | 3372
6746 | 3373 | 13492 | 3373
6748 | 3374 | 13496 | 3374
6750 | 3375 | 13500 | 3375
6752 | 3376 | 13504 | 3376
6754 | 3377 | 13508 | 3377
6756 | 3378 | 13512 | 3378
6758 | 3379 | 13516 | 3379
6760 | 3380 | 13520 | 3380
6762 | 3381 | 13524 | 3381
6764 | 3382 | 13528 | 3382
6766 | 3383 | 13532 | 3383
6768 | 3384 | 13536 | 3384
6770 | 3385 | 13540 | 3385
6772 | 3386 | 13544 | 3386
6774 | 3387 | 13548 | 3387
6776 | 3388 | 13552 | 3388
6778 | 3389 | 13556 | 3389
6780 | 3390 | 13560 | 3390
6782 | 3391 | 13564 | 3391
6784 | 3392 | 13568 | 3392
6786 | 3393 | 13572 | 3393
6788 | 3394 | 13576 | 3394
6790 | 3395 | 13580 | 3395
6792 | 3396 | 13584 | 3396
6794 | 3397 | 13588 | 3397
6796 | 3398 | 13592 | 3398
6798 | 3399 | 13596 | 3399
6800 | 3400 | 13600 | 3400
6802 | 3401 | 13604 | 3401
6804 | 3402 | 13608 | 3402
6806 | 3403 | 13612 | 3403
6808 | 3404 | 13616 | 3404
6810 | 3405 | 13620 | 3405
6812 | 3406 | 13624 | 3406
6814 | 3407 | 13628 | 3407
6816 | 3408 | 13632 | 3408
6818 | 3409 | 13636 | 3409
6820 | 3410 | 13640 | 3410
6822 | 3411 | 13644 | 3411
6824 | 3412 | 13648 | 3412
6826 | 3413 | 13652 | 3413
6828 | 3414 | 13656 | 3414
6830 | 3415 | 13660 | 3415
6832 | 3416 | 13664 | 3416
6834 | 3417 | 13668 | 3417
6836 | 3418 | 13672 | 3418
6838 | 3419 | 13676 | 3419
6840 | 3420 | 13680 | 3420
6842 | 3421 | 13684 | 3421
6844 | 3422 | 13688 | 3422
6846 | 3423 | 13692 | 3423
6848 | 3424 | 13696 | 3424
6850 | 3425 | 13700 | 3425
6852 | 3426 | 13704 | 3426
6854 | 3427 | 13708 | 3427
6856 | 3428 | 13712 | 3428
6858 | 3429 | 13716 | 3429
6860 | 3430 | 13720 | 3430
6862 | 3431 | 13724 | 3431
6864 | 3432 | 13728 | 3432
6866 | 3433 | 13732 | 3433
6868 | 3434 | 13736 | 3434
6870 | 3435 | 13740 | 3435
6872 | 3436 | 13744 | 3436
6874 | 3437 | 13748 | 3437
6876 | 3438 | 13752 | 3438
6878 | 3439 | 13756 | 3439
6880 | 3440 | 13760 | 3440
6882 | 3441 | 13764 | 3441
6884 | 3442 | 13768 | 3442
6886 | 3443 | 13772 | 3443
6888 | 3444 | 13776 | 3444
6890 | 3445 | 13780 | 3445
6892 | 3446 | 13784 | 3446
6894 | 3447 | 13788 | 3447
6896 | 3448 | 13792 | 3448
6898 | 3449 | 13796 | 3449
6900 | 3450 | 13800 | 3450
6902 | 3451 | 13804 | 3451
6904 | 3452 | 13808 | 3452
6906 | 3453 | 13812 | 3453
6908 | 3454 | 13816 | 3454
6910 | 3455 | 13820 | 3455
6912 | 3456 | 13824 | 3456
6914 | 3457 | 13828 | 3457
6916 | 3458 | 13832 | 3458
6918 | 3459 | 13836 | 3459
6920 | 3460 | 13840 | 3460
6922 | 3461 | 13844 | 3461
6924 | 3462 | 13848 | 3462
6926 | 3463 | 13852 | 3463
6928 | 3464 | 13856 | 3464
6930 | 3465 | 13860 | 3465
6932 | 3466 | 13864 | 3466
6934 | 3467 | 13868 | 3467
6936 | 3468 | 13872 | 3468
6938 | 3469 | 13876 | 3469
6940 | 3470 | 13880 | 3470
6942 | 3471 | 13884 | 3471
6944 | 3472 | 13888 | 3472
6946 | 3473 | 13892 | 3473
6948 | 3474 | 13896 | 3474
6950 | 3475 | 13900 | 3475
6952 | 3476 | 13904 | 3476
6954 | 3477 | 13908 | 3477
6956 | 3478 | 13912 | 3478
6958 | 3479 | 13916 | 3479
6960 | 3480 | 13920 | 3480
6962 | 3481 | 13924 | 3481
6964 | 3482 | 13928 | 3482
6966 | 3483 | 13932 | 3483
6968 | 3484 | 13936 | 3484
6970 | 3485 | 13940 | 3485
6972 | 3486 | 13944 | 3486
6974 | 3487 | 13948 | 3487
6976 | 3488 | 13952 | 3488
6978 | 3489 | 13956 | 3489
6980 | 3490 | 13960 | 3490
6982 | 3491 | 13964 | 3491
6984 | 3492 | 13968 | 3492
6986 | 3493 | 13972 | 3493
6988 | 3494 | 13976 | 3494
6990 | 3495 | 13980 | 3495
6992 | 3496 | 13984 | 3496
6994 | 3497 | 13988 | 3497
6996 | 3498 | 13992 | 3498
6998 | 3499 | 13996 | 3499
7000 | 3500 | 14000 | 3500
7002 | 3501 | 14004 | 3501
7004 | 3502 | 14008 | 3502
7006 | 3503 | 14012 | 3503
7008 | 3504 | 14016 | 3504
7010 | 3505 | 14020 | 3505
7012 | 3506 | 14024 | 3506
7014 | 3507 | 14028 | 3507
7016 | 3508 | 14032 | 3508
7018 | 3509 | 14036 | 3509
7020 | 3510 | 14040 | 3510
7022 | 3511 | 14044 | 3511
7024 | 3512 | 14048 | 3512
7026 | 3513 | 14052 | 3513
7028 | 3514 | 14056 | 3514
7030 | 3515 | 14060 | 3515
7032 | 3516 | 14064 | 3516
7034 | 3517 | 14068 | 3517
7036 | 3518 | 14072 | 3518
7038 | 3519 | 14076 | 3519
7040 | 3520 | 14080 | 3520
7042 | 3521 | 14084 | 3521
7044 | 3522 | 14088 | 3522
7046 | 3523 | 14092 | 3523
7048 | 3524 | 14096 | 3524
7050 | 3525 | 14100 | 3525
7052 | 3526 | 14104 | 3526
7054 | 3527 | 14108 | 3527
7056 | 3528 | 14112 | 3528
7058 | 3529 | 14116 | 3529
7060 | 3530 | 14120 | 3530
7062 | 3531 | 14124 | 3531
7064 | 3532 | 14128 | 3532
7066 | 3533 | 14132 | 3533
7068 | 3534 | 14136 | 3534
7070 | 3535 | 14140 | 3535
7072 | 3536 | 14144 | 3536
7074 | 3537 | 14148 | 3537
7076 | 3538 | 14152 | 3538
7078 | 3539 | 14156 | 3539
7080 | 3540 | 14160 | 3540
7082 | 3541 | 14164 | 3541
7084 | 3542 | 14168 | 3542
7086 | 3543 | 14172 | 3543
7088 | 3544 | 14176 | 3544
7090 | 3545 | 14180 | 3545
7092 | 3546 | 14184 | 3546
7094 | 3547 | 14188 | 3547
7096 | 3548 | 14192 | 3548
7098 | 3549 | 14196 | 3549
7100 | 3550 | 14200 | 3550
7102 | 3551 | 14204 | 3551
7104 | 3552 | 14208 | 3552
7106 | 3553 | 14212 | 3553
7108 | 3554 | 14216 | 3554
7110 | 3555 | 14220 | 3555
7112 | 3556 | 14224 | 3556
7114 | 3557 | 14228 | 3557
7116 | 3558 | 14232 | 3558
7118 | 3559 | 14236 | 3559
7120 | 3560 | 14240 | 3560
7122 | 3561 | 14244 | 3561
7124 | 3562 | 14248 | 3562
7126 | 3563 | 14252 | 3563
7128 | 3564 | 14256 | 3564
7130 | 3565 | 14260 | 3565
7132 | 3566 | 14264 | 3566
7134 | 3567 | 14268 | 3567
7136 | 3568 | 14272 | 3568
7138 | 3569 | 14276 | 3569
7140 | 3570 | 14280 | 3570
7142 | 3571 | 14284 | 3571
7144 | 3572 | 14288 | 3572
7146 | 3573 | 14292 | 3573
7148 | 3574 | 14296 | 3574
7150 | 3575 | 14300 | 3575
7152 | 3576 | 14304 | 3576
7154 | 3577 | 14308 | 3577
7156 | 3578 | 14312 | 3578
7158 | 3579 | 14316 | 3579
7160 | 3580 | 14320 | 3580
7162 | 3581 | 14324 | 3581
7164 | 3582 | 14328 | 3582
7166 | 3583 | 14332 | 3583
7168 | 3584 | 14336 | 3584
7170 | 3585 | 14340 | 3585
7172 | 3586 | 14344 | 3586
7174 | 3587 | 14348 | 3587
7176 | 3588 | 14352 | 3588
7178 | 3589 | 14356 | 3589
7180 | 3590 | 14360 | 3590
7182 | 3591 | 14364 | 3591
7184 | 3592 | 14368 | 3592
7186 | 3593 | 14372 | 3593
7188 | 3594 | 14376 | 3594
7190 | 3595 | 14380 | 3595
7192 | 3596 | 14384 | 3596
7194 | 3597 | 14388 | 3597
7196 | 3598 | 14392 | 3598
7198 | 3599 | 14396 | 3599
7200 | 3600 | 14400 | 3600
7202 | 3601 | 14404 | 3601
7204 | 3602 | 14408 | 3602
7206 | 3603 | 14412 | 3603
7208 | 3604 | 14416 | 3604
7210 | 3605 | 14420 | 3605
7212 | 3606 | 14424 | 3606
7214 | 3607 | 14428 | 3607
7216 | 3608 | 14432 | 3608
7218 | 3609 | 14436 | 3609
7220 | 3610 | 14440 | 3610
7222 | 3611 | 14444 | 3611
7224 | 3612 | 14448 | 3612
7226 | 3613 | 14452 | 3613
7228 | 3614 | 14456 | 3614
7230 | 3615 | 14460 | 3615
7232 | 3616 | 14464 | 3616
7234 | 3617 | 14468 | 3617
7236 | 3618 | 14472 | 3618
7238 | 3619 | 14476 | 3619
7240 | 3620 | 14480 | 3620
7242 | 3621 | 14484 | 3621
7244 | 3622 | 14488 | 3622
7246 | 3623 | 14492 | 3623
7248 | 3624 | 14496 | 3624
7250 | 3625 | 14500 | 3625
7252 | 3626 | 14504 | 3626
7254 | 3627 | 14508 | 3627
7256 | 3628 | 14512 | 3628
7258 | 3629 | 14516 | 3629
7260 | 3630 | 14520 | 3630
7262 | 3631 | 14524 | 3631
7264 | 3632 | 14528 | 3632
7266 | 3633 | 14532 | 3633
7268 | 3634 | 14536 | 3634
7270 | 3635 | 14540 | 3635
7272 | 3636 | 14544 | 3636
7274 | 3637 | 14548 | 3637
7276 | 3638 | 14552 | 3638
7278 | 3639 | 14556 | 3639
7280 | 3640 | 14560 | 3640
7282 | 3641 | 14564 | 3641
7284 | 3642 | 14568 | 3642
7286 | 3643 | 14572 | 3643
7288 | 3644 | 14576 | 3644
7290 | 3645 | 14580 | 3645
7292 | 3646 | 14584 | 3646
7294 | 3647 | 14588 | 3647
7296 | 3648 | 14592 | 3648
7298 | 3649 | 14596 | 3649
7300 | 3650 | 14600 | 3650
7302 | 3651 | 14604 | 3651
7304 | 3652 | 14608 | 3652
7306 | 3653 | 14612 | 3653
7308 | 3654 | 14616 | 3654
7310 | 3655 | 14620 | 3655
7312 | 3656 | 14624 | 3656
7314 | 3657 | 14628 | 3657
7316 | 3658 | 14632 | 3658
7318 | 3659 | 14636 | 3659
7320 | 3660 | 14640 | 3660
7322 | 3661 | 14644 | 3661
7324 | 3662 | 14648 | 3662
7326 | 3663 | 14652 | 3663
7328 | 3664 | 14656 | 3664
7330 | 3665 | 14660 | 3665
7332 | 3666 | 14664 | 3666
7334 | 3667 | 14668 | 3667
7336 | 3668 | 14672 | 3668
7338 | 3669 | 14676 | 3669
7340 | 3670 | 14680 | 3670
7342 | 3671 | 14684 | 3671
7344 | 3672 | 14688 | 3672
7346 | 3673 | 14692 | 3673
7348 | 3674 | 14696 | 3674
7350 | 3675 | 14700 | 3675
7352 | 3676 | 14704 | 3676
7354 | 3677 | 14708 | 3677
7356 | 3678 | 14712 | 3678
7358 | 3679 | 14716 | 3679
7360 | 3680 | 14720 | 3680
7362 | 3681 | 14724 | 3681
7364 | 3682 | 14728 | 3682
7366 | 3683 | 14732 | 3683
7368 | 3684 | 14736 | 3684
7370 | 3685 | 14740 | 3685
7372 | 3686 | 14744 | 3686
7374 | 3687 | 14748 | 3687
7376 | 3688 | 14752 | 3688
7378 | 3689 | 14756 | 3689
7380 | 3690 | 14760 | 3690
7382 | 3691 | 14764 | 3691
7384 | 3692 | 14768 | 3692
7386 | 3693 | 14772 | 3693
7388 | 3694 | 14776 | 3694
7390 | 3695 | 14780 | 3695
7392 | 3696 | 14784 | 3696
7394 | 3697 | 14788 | 3697
7396 | 3698 | 14792 | 3698
7398 | 3699 | 14796 | 3699
7400 | 3700 | 14800 | 3700
7402 | 3701 | 14804 | 3701
7404 | 3702 | 14808 | 3702
7406 | 3703 | 14812 | 3703
7408 | 3704 | 14816 | 3704
7410 | 3705 | 14820 | 3705
7412 | 3706 | 14824 | 3706
7414 | 3707 | 14828 | 3707
7416 | 3708 | 14832 | 3708
7418 | 3709 | 14836 | 3709
7420 | 3710 | 14840 | 3710
7422 | 3711 | 14844 | 3711
7424 | 3712 | 14848 | 3712
7426 | 3713 | 14852 | 3713
7428 | 3714 | 14856 | 3714
7430 | 3715 | 14860 | 3715
7432 | 3716 | 14864 | 3716
7434 | 3717 | 14868 | 3717
7436 | 3718 | 14872 | 3718
7438 | 3719 | 14876 | 3719
7440 | 3720 | 14880 | 3720
7442 | 3721 | 14884 | 3721
7444 | 3722 | 14888 | 3722
7446 | 3723 | 14892 | 3723
7448 | 3724 | 14896 | 3724
7450 | 3725 | 14900 | 3725
7452 | 3726 | 14904 | 3726
7454 | 3727 | 14908 | 3727
7456 | 3728 | 14912 | 3728
7458 | 3729 | 14916 | 3729
7460 | 3730 | 14920 | 3730
7462 | 3731 | 14924 | 3731
7464 | 3732 | 14928 | 3732
7466 | 3733 | 14932 | 3733
7468 | 3734 | 14936 | 3734
7470 | 3735 | 14940 | 3735
7472 | 3736 | 14944 | 3736
7474 | 3737 | 14948 | 3737
7476 | 3738 | 14952 | 3738
7478 | 3739 | 14956 | 3739
7480 | 3740 | 14960 | 3740
7482 | 3741 | 14964 | 3741
7484 | 3742 | 14968 | 3742
7486 | 3743 | 14972 | 3743
7488 | 3744 | 14976 | 3744
7490 | 3745 | 14980 | 3745
7492 | 3746 | 14984 | 3746
7494 | 3747 | 14988 | 3747
7496 | 3748 | 14992 | 3748
7498 | 3749 | 14996 | 3749
7500 | 3750 | 15000 | 3750
7502 | 3751 | 15004 | 3751
7504 | 3752 | 15008 | 3752
7506 | 3753 | 15012 | 3753
7508 | 3754 | 15016 | 3754
7510 | 3755 | 15020 | 3755
7512 | 3756 | 15024 | 3756
7514 | 3757 | 15028 | 3757
7516 | 3758 | 15032 | 3758
7518 | 3759 | 15036 | 3759
7520 | 3760 | 15040 | 3760
7522 | 3761 | 15044 | 3761
7524 | 3762 | 15048 | 3762
7526 | 3763 | 15052 | 3763
7528 | 3764 | 15056 | 3764
7530 | 3765 | 15060 | 3765
7532 | 3766 | 15064 | 3766
7534 | 3767 | 15068 | 3767
7536 | 3768 | 15072 | 3768
7538 | 3769 | 15076 | 3769
7540 | 3770 | 15080 | 3770
7542 | 3771 | 15084 | 3771
7544 | 3772 | 15088 | 3772
7546 | 3773 | 15092 | 3773
7548 | 3774 | 15096 | 3774
7550 | 3775 | 15100 | 3775
7552 | 3776 | 15104 | 3776
7554 | 3777 | 15108 | 3777
7556 | 3778 | 15112 | 3778
7558 | 3779 | 15116 | 3779
7560 | 3780 | 15120 | 3780
7562 | 3781 | 15124 | 3781
7564 | 3782 | 15128 | 3782
7566 | 3783 | 15132 | 3783
7568 | 3784 | 15136 | 3784
7570 | 3785 | 15140 | 3785
7572 | 3786 | 15144 | 3786
7574 | 3787 | 15148 | 3787
7576 | 3788 | 15152 | 3788
7578 | 3789 | 15156 | 3789
7580 | 3790 | 15160 | 3790
7582 | 3791 | 15164 | 3791
7584 | 3792 | 15168 | 3792
7586 | 3793 | 15172 | 3793
7588 | 3794 | 15176 | 3794
7590 | 3795 | 15180 | 3795
7592 | 3796 | 15184 | 3796
7594 | 3797 | 15188 | 3797
7596 | 3798 | 15192 | 3798
7598 | 3799 | 15196 | 3799
7600 | 3800 | 15200 | 3800
7602 | 3801 | 15204 | 3801
7604 | 3802 | 15208 | 3802
7606 | 3803 | 15212 | 3803
7608 | 3804 | 15216 | 3804
7610 | 3805 | 15220 | 3805
7612 | 3806 | 15224 | 3806
7614 | 3807 | 15228 | 3807
7616 | 3808 | 15232 | 3808
7618 | 3809 | 15236 | 3809
7620 | 3810 | 15240 | 3810
7622 | 3811 | 15244 | 3811
7624 | 3812 | 15248 | 3812
7626 | 3813 | 15252 | 3813
7628 | 3814 | 15256 | 3814
7630 | 3815 | 15260 | 3815
7632 | 3816 | 15264 | 3816
7634 | 3817 | 15268 | 3817
7636 | 3818 | 15272 | 3818
7638 | 3819 | 15276 | 3819
7640 | 3820 | 15280 | 3820
7642 | 3821 | 15284 | 3821
7644 | 3822 | 15288 | 3822
7646 | 3823 | 15292 | 3823
7648 | 3824 | 15296 | 3824
7650 | 3825 | 15300 | 3825
7652 | 3826 | 15304 | 3826
7654 | 3827 | 15308 | 3827
7656 | 3828 | 15312 | 3828
7658 | 3829 | 15316 | 3829
7660 | 3830 | 15320 | 3830
7662 | 3831 | 15324 | 3831
7664 | 3832 | 15328 | 3832
7666 | 3833 | 15332 | 3833
7668 | 3834 | 15336 | 3834
7670 | 3835 | 15340 | 3835
7672 | 3836 | 15344 | 3836
7674 | 3837 | 15348 | 3837
7676 | 3838 | 15352 | 3838
7678 | 3839 | 15356 | 3839
7680 | 3840 | 15360 | 3840
7682 | 3841 | 15364 | 3841
7684 | 3842 | 15368 | 3842
7686 | 3843 | 15372 | 3843
7688 | 3844 | 15376 | 3844
7690 | 3845 | 15380 | 3845
7692 | 3846 | 15384 | 3846
7694 | 3847 | 15388 | 3847
7696 | 3848 | 15392 | 3848
7698 | 3849 | 15396 | 3849
7700 | 3850 | 15400 | 3850
7702 | 3851 | 15404 | 3851
7704 | 3852 | 15408 | 3852
7706 | 3853 | 15412 | 3853
7708 | 3854 | 15416 | 3854
7710 | 3855 | 15420 | 3855
7712 | 3856 | 15424 | 3856
7714 | 3857 | 15428 | 3857
7716 | 3858 | 15432 | 3858
7718 | 3859 | 15436 | 3859
7720 | 3860 | 15440 | 3860
7722 | 3861 | 15444 | 3861
7724 | 3862 | 15448 | 3862
7726 | 3863 | 15452 | 3863
7728 | 3864 | 15456 | 3864
7730 | 3865 | 15460 | 3865
7732 | 3866 | 15464 | 3866
7734 | 3867 | 15468 | 3867
7736 | 3868 | 15472 | 3868
7738 | 3869 | 15476 | 3869
7740 | 3870 | 15480 | 3870
7742 | 3871 | 15484 | 3871
7744 | 3872 | 15488 | 3872
7746 | 3873 | 15492 | 3873
7748 | 3874 | 15496 | 3874
7750 | 3875 | 15500 | 3875
7752 | 3876 | 15504 | 3876
7754 | 3877 | 15508 | 3877
7756 | 3878 | 15512 | 3878
7758 | 3879 | 15516 | 3879
7760 | 3880 | 15520 | 3880
7762 | 3881 | 15524 | 3881
7764 | 3882 | 15528 | 3882
7766 | 3883 | 15532 | 3883
7768 | 3884 | 15536 | 3884
7770 | 3885 | 15540 | 3885
7772 | 3886 | 15544 | 3886
7774 | 3887 | 15548 | 3887
7776 | 3888 | 15552 | 3888
7778 | 3889 | 15556 | 3889
7780 | 3890 | 15560 | 3890
7782 | 3891 | 15564 | 3891
7784 | 3892 | 15568 | 3892
7786 | 3893 | 15572 | 3893
7788 | 3894 | 15576 | 3894
7790 | 3895 | 15580 | 3895
7792 | 3896 | 15584 | 3896
7794 | 3897 | 15588 | 3897
7796 | 3898 | 15592 | 3898
7798 | 3899 | 15596 | 3899
7800 | 3900 | 15600 | 3900
7802 | 3901 | 15604 | 3901
7804 | 3902 | 15608 | 3902
7806 | 3903 | 15612 | 3903
7808 | 3904 | 15616 | 3904
7810 | 3905 | 15620 | 3905
7812 | 3906 | 15624 | 3906
7814 | 3907 | 15628 | 3907
7816 | 3908 | 15632 | 3908
7818 | 3909 | 15636 | 3909
7820 | 3910 | 15640 | 3910
7822 | 3911 | 15644 | 3911
7824 | 3912 | 15648 | 3912
7826 | 3913 | 15652 | 3913
7828 | 3914 | 15656 | 3914
7830 | 3915 | 15660 | 3915
7832 | 3916 | 15664 | 3916
7834 | 3917 | 15668 | 3917
7836 | 3918 | 15672 | 3918
7838 | 3919 | 15676 | 3919
7840 | 3920 | 15680 | 3920
7842 | 3921 | 15684 | 3921
7844 | 3922 | 15688 | 3922
7846 | 3923 | 15692 | 3923
7848 | 3924 | 15696 | 3924
7850 | 3925 | 15700 | 3925
7852 | 3926 | 15704 | 3926
7854 | 3927 | 15708 | 3927
7856 | 3928 | 15712 | 3928
7858 | 3929 | 15716 | 3929
7860 | 3930 | 15720 | 3930
7862 | 3931 | 15724 | 3931
7864 | 3932 | 15728 | 3932
7866 | 3933 | 15732 | 3933
7868 | 3934 | 15736 | 3934
7870 | 3935 | 15740 | 3935
7872 | 3936 | 15744 | 3936
7874 | 3937 | 15748 | 3937
7876 | 3938 | 15752 | 3938
7878 | 3939 | 15756 | 3939
7880 | 3940 | 15760 | 3940
7882 | 3941 | 15764 | 3941
7884 | 3942 | 15768 | 3942
7886 | 3943 | 15772 | 3943
7888 | 3944 | 15776 | 3944
7890 | 3945 | 15780 | 3945
7892 | 3946 | 15784 | 3946
7894 | 3947 | 15788 | 3947
7896 | 3948 | 15792 | 3948
7898 | 3949 | 15796 | 3949
7900 | 3950 | 15800 | 3950
7902 | 3951 | 15804 | 3951
7904 | 3952 | 15808 | 3952
7906 | 3953 | 15812 | 3953
7908 | 3954 | 15816 | 3954
7910 | 3955 | 15820 | 3955
7912 | 3956 | 15824 | 3956
7914 | 3957 | 15828 | 3957
7916 | 3958 | 15832 | 3958
7918 | 3959 | 15836 | 3959
7920 | 3960 | 15840 | 3960
7922 | 3961 | 15844 | 3961
7924 | 3962 | 15848 | 3962
7926 | 3963 | 15852 | 3963
7928 | 3964 | 15856 | 3964
7930 | 3965 | 15860 | 3965
7932 | 3966 | 15864 | 3966
7934 | 3967 | 15868 | 3967
7936 | 3968 | 15872 | 3968
7938 | 3969 | 15876 | 3969
7940 | 3970 | 15880 | 3970
7942 | 3971 | 15884 | 3971
7944 | 3972 | 15888 | 3972
7946 | 3973 | 15892 | 3973
7948 | 3974 | 15896 | 3974
7950 | 3975 | 15900 | 3975
7952 | 3976 | 15904 | 3976
7954 | 3977 | 15908 | 3977
7956 | 3978 | 15912 | 3978
7958 | 3979 | 15916 | 3979
7960 | 3980 | 15920 | 3980
7962 | 3981 | 15924 | 3981
7964 | 3982 | 15928 | 3982
7966 | 3983 | 15932 | 3983
7968 | 3984 | 15936 | 3984
7970 | 3985 | 15940 | 3985
7972 | 3986 | 15944 | 3986
7974 | 3987 | 15948 | 3987
7976 | 3988 | 15952 | 3988
7978 | 3989 | 15956 | 3989
7980 | 3990 | 15960 | 3990
7982 | 3991 | 15964 | 3991
7984 | 3992 | 15968 | 3992
7986 | 3993 | 15972 | 3993
7988 | 3994 | 15976 | 3994
7990 | 3995 | 15980 | 3995
7992 | 3996 | 15984 | 3996
7994 | 3997 | 15988 | 3997
7996 | 3998 | 15992 | 3998
7998 | 3999 | 15996 | 3999
8000 | 4000 | 16000 | 4000
8002 | 4001 | 16004 | 4001
8004 | 4002 | 16008 | 4002
8006 | 4003 | 16012 | 4003
8008 | 4004 | 16016 | 4004
8010 | 4005 | 16020 | 4005
8012 | 4006 | 16024 | 4006
8014 | 4007 | 16028 | 4007
8016 | 4008 | 16032 | 4008
8018 | 4009 | 16036 | 4009
8020 | 4010 | 16040 | 4010
8022 | 4011 | 16044 | 4011
8024 | 4012 | 16048 | 4012
8026 | 4013 | 16052 | 4013
8028 | 4014 | 16056 | 4014
8030 | 4015 | 16060 | 4015
8032 | 4016 | 16064 | 4016
8034 | 4017 | 16068 | 4017
8036 | 4018 | 16072 | 4018
8038 | 4019 | 16076 | 4019
8040 | 4020 | 16080 | 4020
8042 | 4021 | 16084 | 4021
8044 | 4022 | 16088 | 4022
8046 | 4023 | 16092 | 4023
8048 | 4024 | 16096 | 4024
8050 | 4025 | 16100 | 4025
8052 | 4026 | 16104 | 4026
8054 | 4027 | 16108 | 4027
8056 | 4028 | 16112 | 4028
8058 | 4029 | 16116 | 4029
8060 | 4030 | 16120 | 4030
8062 | 4031 | 16124 | 4031
8064 | 4032 | 16128 | 4032
8066 | 4033 | 16132 | 4033
8068 | 4034 | 16136 | 4034
8070 | 4035 | 16140 | 4035
8072 | 4036 | 16144 | 4036
8074 | 4037 | 16148 | 4037
8076 | 4038 | 16152 | 4038
8078 | 4039 | 16156 | 4039
8080 | 4040 | 16160 | 4040
8082 | 4041 | 16164 | 4041
8084 | 4042 | 16168 | 4042
8086 | 4043 | 16172 | 4043
8088 | 4044 | 16176 | 4044
8090 | 4045 | 16180 | 4045
8092 | 4046 | 16184 | 4046
8094 | 4047 | 16188 | 4047
8096 | 4048 | 16192 | 4048
8098 | 4049 | 16196 | 4049
8100 | 4050 | 16200 | 4050
8102 | 4051 | 16204 | 4051
8104 | 4052 | 16208 | 4052
8106 | 4053 | 16212 | 4053
8108 | 4054 | 16216 | 4054
8110 | 4055 | 16220 | 4055
8112 | 4056 | 16224 | 4056
8114 | 4057 | 16228 | 4057
8116 | 4058 | 16232 | 4058
8118 | 4059 | 16236 | 4059
8120 | 4060 | 16240 | 4060
8122 | 4061 | 16244 | 4061
8124 | 4062 | 16248 | 4062
8126 | 4063 | 16252 | 4063
8128 | 4064 | 16256 | 4064
8130 | 4065 | 16260 | 4065
8132 | 4066 | 16264 | 4066
8134 | 4067 | 16268 | 4067
8136 | 4068 | 16272 | 4068
8138 | 4069 | 16276 | 4069
8140 | 4070 | 16280 | 4070
8142 | 4071 | 16284 | 4071
8144 | 4072 | 16288 | 4072
8146 | 4073 | 16292 | 4073
8148 | 4074 | 16296 | 4074
8150 | 4075 | 16300 | 4075
8152 | 4076 | 16304 | 4076
8154 | 4077 | 16308 | 4077
8156 | 4078 | 16312 | 4078
8158 | 4079 | 16316 | 4079
8160 | 4080 | 16320 | 4080
8162 | 4081 | 16324 | 4081
8164 | 4082 | 16328 | 4082
8166 | 4083 | 16332 | 4083
8168 | 4084 | 16336 | 4084
8170 | 4085 | 16340 | 4085
8172 | 4086 | 16344 | 4086
8174 | 4087 | 16348 | 4087
8176 | 4088 | 16352 | 4088
8178 | 4089 | 16356 | 4089
8180 | 4090 | 16360 | 4090
8182 | 4091 | 16364 | 4091
8184 | 4092 | 16368 | 4092
8186 | 4093 | 16372 | 4093
8188 | 4094 | 16376 | 4094
8190 | 4095 | 16380 | 4095
8192 | 4096 | 16384 | 4096
8194 | 4097 | 16388 | 4097
8196 | 4098 | 16392 | 4098
8198 | 4099 | 16396 | 4099
8200 | 4100 | 16400 | 4100
8202 | 4101 | 16404 | 4101
8204 | 4102 | 16408 | 4102
8206 | 4103 | 16412 | 4103
8208 | 4104 | 16416 | 4104
8210 | 4105 | 16420 | 4105
8212 | 4106 | 16424 | 4106
8214 | 4107 | 16428 | 4107
8216 | 4108 | 16432 | 4108
8218 | 4109 | 16436 | 4109
8220 | 4110 | 16440 | 4110
8222 | 4111 | 16444 | 4111
8224 | 4112 | 16448 | 4112
8226 | 4113 | 16452 | 4113
8228 | 4114 | 16456 | 4114
8230 | 4115 | 16460 | 4115
8232 | 4116 | 16464 | 4116
8234 | 4117 | 16468 | 4117
8236 | 4118 | 16472 | 4118
8238 | 4119 | 16476 | 4119
8240 | 4120 | 16480 | 4120
8242 | 4121 | 16484 | 4121
8244 | 4122 | 16488 | 4122
8246 | 4123 | 16492 | 4123
8248 | 4124 | 16496 | 4124
8250 | 4125 | 16500 | 4125
8252 | 4126 | 16504 | 4126
8254 | 4127 | 16508 | 4127
8256 | 4128 | 16512 | 4128
8258 | 4129 | 16516 | 4129
8260 | 4130 | 16520 | 4130
8262 | 4131 | 16524 | 4131
8264 | 4132 | 16528 | 4132
8266 | 4133 | 16532 | 4133
8268 | 4134 | 16536 | 4134
8270 | 4135 | 16540 | 4135
8272 | 4136 | 16544 | 4136
8274 | 4137 | 16548 | 4137
8276 | 4138 | 16552 | 4138
8278 | 4139 | 16556 | 4139
8280 | 4140 | 16560 | 4140
8282 | 4141 | 16564 | 4141
8284 | 4142 | 16568 | 4142
8286 | 4143 | 16572 | 4143
8288 | 4144 | 16576 | 4144
8290 | 4145 | 16580 | 4145
8292 | 4146 | 16584 | 4146
8294 | 4147 | 16588 | 4147
8296 | 4148 | 16592 | 4148
8298 | 4149 | 16596 | 4149
8300 | 4150 | 16600 | 4150
8302 | 4151 | 16604 | 4151
8304 | 4152 | 16608 | 4152
8306 | 4153 | 16612 | 4153
8308 | 4154 | 16616 | 4154
8310 | 4155 | 16620 | 4155
8312 | 4156 | 16624 | 4156
8314 | 4157 | 16628 | 4157
8316 | 4158 | 16632 | 4158
8318 | 4159 | 16636 | 4159
8320 | 4160 | 16640 | 4160
8322 | 4161 | 16644 | 4161
8324 | 4162 | 16648 | 4162
8326 | 4163 | 16652 | 4163
8328 | 4164 | 16656 | 4164
8330 | 4165 | 16660 | 4165
8332 | 4166 | 16664 | 4166
8334 | 4167 | 16668 | 4167
8336 | 4168 | 16672 | 4168
8338 | 4169 | 16676 | 4169
8340 | 4170 | 16680 | 4170
8342 | 4171 | 16684 | 4171
8344 | 4172 | 16688 | 4172
8346 | 4173 | 16692 | 4173
8348 | 4174 | 16696 | 4174
8350 | 4175 | 16700 | 4175
8352 | 4176 | 16704 | 4176
8354 | 4177 | 16708 | 4177
8356 | 4178 | 16712 | 4178
8358 | 4179 | 16716 | 4179
8360 | 4180 | 16720 | 4180
8362 | 4181 | 16724 | 4181
8364 | 4182 | 16728 | 4182
8366 | 4183 | 16732 | 4183
8368 | 4184 | 16736 | 4184
8370 | 4185 | 16740 | 4185
8372 | 4186 | 16744 | 4186
8374 | 4187 | 16748 | 4187
8376 | 4188 | 16752 | 4188
8378 | 4189 | 16756 | 4189
8380 | 4190 | 16760 | 4190
8382 | 4191 | 16764 | 4191
8384 | 4192 | 16768 | 4192
8386 | 4193 | 16772 | 4193
8388 | 4194 | 16776 | 4194
8390 | 4195 | 16780 | 4195
8392 | 4196 | 16784 | 4196
8394 | 4197 | 16788 | 4197
8396 | 4198 | 16792 | 4198
8398 | 4199 | 16796 | 4199
8400 | 4200 | 16800 | 4200
8402 | 4201 | 16804 | 4201
8404 | 4202 | 16808 | 4202
8406 | 4203 | 16812 | 4203
8408 | 4204 | 16816 | 4204
8410 | 4205 | 16820 | 4205
8412 | 4206 | 16824 | 4206
8414 | 4207 | 16828 | 4207
8416 | 4208 | 16832 | 4208
8418 | 4209 | 16836 | 4209
8420 | 4210 | 16840 | 4210
8422 | 4211 | 16844 | 4211
8424 | 4212 | 16848 | 4212
8426 | 4213 | 16852 | 4213
8428 | 4214 | 16856 | 4214
8430 | 4215 | 16860 | 4215
8432 | 4216 | 16864 | 4216
8434 | 4217 | 16868 | 4217
8436 | 4218 | 16872 | 4218
8438 | 4219 | 16876 | 4219
8440 | 4220 | 16880 | 4220
8442 | 4221 | 16884 | 4221
8444 | 4222 | 16888 | 4222
8446 | 4223 | 16892 | 4223
8448 | 4224 | 16896 | 4224
8450 | 4225 | 16900 | 4225
8452 | 4226 | 16904 | 4226
8454 | 4227 | 16908 | 4227
8456 | 4228 | 16912 | 4228
8458 | 4229 | 16916 | 4229
8460 | 4230 | 16920 | 4230
8462 | 4231 | 16924 | 4231
8464 | 4232 | 16928 | 4232
8466 | 4233 | 16932 | 4233
8468 | 4234 | 16936 | 4234
8470 | 4235 | 16940 | 4235
8472 | 4236 | 16944 | 4236
8474 | 4237 | 16948 | 4237
8476 | 4238 | 16952 | 4238
8478 | 4239 | 16956 | 4239
8480 | 4240 | 16960 | 4240
8482 | 4241 | 16964 | 4241
8484 | 4242 | 16968 | 4242
8486 | 4243 | 16972 | 4243
8488 | 4244 | 16976 | 4244
8490 | 4245 | 16980 | 4245
8492 | 4246 | 16984 | 4246
8494 | 4247 | 16988 | 4247
8496 | 4248 | 16992 | 4248
8498 | 4249 | 16996 | 4249
8500 | 4250 | 17000 | 4250
8502 | 4251 | 17004 | 4251
8504 | 4252 | 17008 | 4252
8506 | 4253 | 17012 | 4253
8508 | 4254 | 17016 | 4254
8510 | 4255 | 17020 | 4255
8512 | 4256 | 17024 | 4256
8514 | 4257 | 17028 | 4257
8516 | 4258 | 17032 | 4258
8518 | 4259 | 17036 | 4259
8520 | 4260 | 17040 | 4260
8522 | 4261 | 17044 | 4261
8524 | 4262 | 17048 | 4262
8526 | 4263 | 17052 | 4263
8528 | 4264 | 17056 | 4264
8530 | 4265 | 17060 | 4265
8532 | 4266 | 17064 | 4266
8534 | 4267 | 17068 | 4267
8536 | 4268 | 17072 | 4268
8538 | 4269 | 17076 | 4269
8540 | 4270 | 17080 | 4270
8542 | 4271 | 17084 | 4271
8544 | 4272 | 17088 | 4272
8546 | 4273 | 17092 | 4273
8548 | 4274 | 17096 | 4274
8550 | 4275 | 17100 | 4275
8552 | 4276 | 17104 | 4276
8554 | 4277 | 17108 | 4277
8556 | 4278 | 17112 | 4278
8558 | 4279 | 17116 | 4279
8560 | 4280 | 17120 | 4280
8562 | 4281 | 17124 | 4281
8564 | 4282 | 17128 | 4282
8566 | 4283 | 17132 | 4283
8568 | 4284 | 17136 | 4284
8570 | 4285 | 17140 | 4285
8572 | 4286 | 17144 | 4286
8574 | 4287 | 17148 | 4287
8576 | 4288 | 17152 | 4288
8578 | 4289 | 17156 | 4289
8580 | 4290 | 17160 | 4290
8582 | 4291 | 17164 | 4291
8584 | 4292 | 17168 | 4292
8586 | 4293 | 17172 | 4293
8588 | 4294 | 17176 | 4294
8590 | 4295 | 17180 | 4295
8592 | 4296 | 17184 | 4296
8594 | 4297 | 17188 | 4297
8596 | 4298 | 17192 | 4298
8598 | 4299 | 17196 | 4299
8600 | 4300 | 17200 | 4300
8602 | 4301 | 17204 | 4301
8604 | 4302 | 17208 | 4302
8606 | 4303 | 17212 | 4303
8608 | 4304 | 17216 | 4304
8610 | 4305 | 17220 | 4305
8612 | 4306 | 17224 | 4306
8614 | 4307 | 17228 | 4307
8616 | 4308 | 17232 | 4308
8618 | 4309 | 17236 | 4309
8620 | 4310 | 17240 | 4310
8622 | 4311 | 17244 | 4311
8624 | 4312 | 17248 | 4312
8626 | 4313 | 17252 | 4313
8628 | 4314 | 17256 | 4314
8630 | 4315 | 17260 | 4315
8632 | 4316 | 17264 | 4316
8634 | 4317 | 17268 | 4317
8636 | 4318 | 17272 | 4318
8638 | 4319 | 17276 | 4319
8640 | 4320 | 17280 | 4320
8642 | 4321 | 17284 | 4321
8644 | 4322 | 17288 | 4322
8646 | 4323 | 17292 | 4323
8648 | 4324 | 17296 | 4324
8650 | 4325 | 17300 | 4325
8652 | 4326 | 17304 | 4326
8654 | 4327 | 17308 | 4327
8656 | 4328 | 17312 | 4328
8658 | 4329 | 17316 | 4329
8660 | 4330 | 17320 | 4330
8662 | 4331 | 17324 | 4331
8664 | 4332 | 17328 | 4332
8666 | 4333 | 17332 | 4333
8668 | 4334 | 17336 | 4334
8670 | 4335 | 17340 | 4335
8672 | 4336 | 17344 | 4336
8674 | 4337 | 17348 | 4337
8676 | 4338 | 17352 | 4338
8678 | 4339 | 17356 | 4339
8680 | 4340 | 17360 | 4340
8682 | 4341 | 17364 | 4341
8684 | 4342 | 17368 | 4342
8686 | 4343 | 17372 | 4343
8688 | 4344 | 17376 | 4344
8690 | 4345 | 17380 | 4345
8692 | 4346 | 17384 | 4346
8694 | 4347 | 17388 | 4347
8696 | 4348 | 17392 | 4348
8698 | 4349 | 17396 | 4349
8700 | 4350 | 17400 | 4350
8702 | 4351 | 17404 | 4351
8704 | 4352 | 17408 | 4352
8706 | 4353 | 17412 | 4353
8708 | 4354 | 17416 | 4354
8710 | 4355 | 17420 | 4355
8712 | 4356 | 17424 | 4356
8714 | 4357 | 17428 | 4357
8716 | 4358 | 17432 | 4358
8718 | 4359 | 17436 | 4359
8720 | 4360 | 17440 | 4360
8722 | 4361 | 17444 | 4361
8724 | 4362 | 17448 | 4362
8726 | 4363 | 17452 | 4363
8728 | 4364 | 17456 | 4364
8730 | 4365 | 17460 | 4365
8732 | 4366 | 17464 | 4366
8734 | 4367 | 17468 | 4367
8736 | 4368 | 17472 | 4368
8738 | 4369 | 17476 | 4369
8740 | 4370 | 17480 | 4370
8742 | 4371 | 17484 | 4371
8744 | 4372 | 17488 | 4372
8746 | 4373 | 17492 | 4373
8748 | 4374 | 17496 | 4374
8750 | 4375 | 17500 | 4375
8752 | 4376 | 17504 | 4376
8754 | 4377 | 17508 | 4377
8756 | 4378 | 17512 | 4378
8758 | 4379 | 17516 | 4379
8760 | 4380 | 17520 | 4380
8762 | 4381
8764 | 4382
8766 | 4383
8768 | 4384
8770 | 4385
8772 | 4386
8774 | 4387
8776 | 4388
8778 | 4389
8780 | 4390
8782 | 4391
8784 | 4392
8786 | 4393
8788 | 4394
8790 | 4395
8792 | 4396
8794 | 4397
8796 | 4398
8798 | 4399
8800 | 4400
8802 | 4401
8804 | 4402
8806 | 4403
8808 | 4404
8810 | 4405
8812 | 4406
8814 | 4407
8816 | 4408
8818 | 4409
8820 | 4410
8822 | 4411
8824 | 4412
8826 | 4413
8828 | 4414
8830 | 4415
8832 | 4416
8834 | 4417
8836 | 4418
8838 | 4419
8840 | 4420
8842 | 4421
8844 | 4422
8846 | 4423
8848 | 4424
8850 | 4425
8852 | 4426
8854 | 4427
8856 | 4428
8858 | 4429
8860 | 4430
8862 | 4431
8864 | 4432
8866 | 4433
8868 | 4434
8870 | 4435
8872 | 4436
8874 | 4437
8876 | 4438
8878 | 4439
8880 | 4440
8882 | 4441
8884 | 4442
8886 | 4443
8888 | 4444
8890 | 4445
8892 | 4446
8894 | 4447
8896 | 4448
8898 | 4449
8900 | 4450
8902 | 4451
8904 | 4452
8906 | 4453
8908 | 4454
8910 | 4455
8912 | 4456
8914 | 4457
8916 | 4458
8918 | 4459
8920 | 4460
8922 | 4461
8924 | 4462
8926 | 4463
8928 | 4464
8930 | 4465
8932 | 4466
8934 | 4467
8936 | 4468
8938 | 4469
8940 | 4470
8942 | 4471
8944 | 4472
8946 | 4473
8948 | 4474
8950 | 4475
8952 | 4476
8954 | 4477
8956 | 4478
8958 | 4479
8960 | 4480
8962 | 4481
8964 | 4482
8966 | 4483
8968 | 4484
8970 | 4485
8972 | 4486
8974 | 4487
8976 | 4488
8978 | 4489
8980 | 4490
8982 | 4491
8984 | 4492
8986 | 4493
8988 | 4494
8990 | 4495
8992 | 4496
8994 | 4497
8996 | 4498
8998 | 4499
9000 | 4500
9002 | 4501
9004 | 4502
9006 | 4503
9008 | 4504
9010 | 4505
9012 | 4506
9014 | 4507
9016 | 4508
9018 | 4509
9020 | 4510
9022 | 4511
9024 | 4512
9026 | 4513
9028 | 4514
9030 | 4515
9032 | 4516
9034 | 4517
9036 | 4518
9038 | 4519
9040 | 4520
9042 | 4521
9044 | 4522
9046 | 4523
9048 | 4524
9050 | 4525
9052 | 4526
9054 | 4527
9056 | 4528
9058 | 4529
9060 | 4530
9062 | 4531
9064 | 4532
9066 | 4533
9068 | 4534
9070 | 4535
9072 | 4536
9074 | 4537
9076 | 4538
9078 | 4539
9080 | 4540
9082 | 4541
9084 | 4542
9086 | 4543
9088 | 4544
9090 | 4545
9092 | 4546
9094 | 4547
9096 | 4548
9098 | 4549
9100 | 4550
9102 | 4551
9104 | 4552
9106 | 4553
9108 | 4554
9110 | 4555
9112 | 4556
9114 | 4557
9116 | 4558
9118 | 4559
9120 | 4560
9122 | 4561
9124 | 4562
9126 | 4563
9128 | 4564
9130 | 4565
9132 | 4566
9134 | 4567
9136 | 4568
9138 | 4569
9140 | 4570
9142 | 4571
9144 | 4572
9146 | 4573
9148 | 4574
9150 | 4575
9152 | 4576
9154 | 4577
9156 | 4578
9158 | 4579
9160 | 4580
9162 | 4581
9164 | 4582
9166 | 4583
9168 | 4584
9170 | 4585
9172 | 4586
9174 | 4587
9176 | 4588
9178 | 4589
9180 | 4590
9182 | 4591
9184 | 4592
9186 | 4593
9188 | 4594
9190 | 4595
9192 | 4596
9194 | 4597
9196 | 4598
9198 | 4599
9200 | 4600
9202 | 4601
9204 | 4602
9206 | 4603
9208 | 4604
9210 | 4605
9212 | 4606
9214 | 4607
9216 | 4608
9218 | 4609
9220 | 4610
9222 | 4611
9224 | 4612
9226 | 4613
9228 | 4614
9230 | 4615
9232 | 4616
9234 | 4617
9236 | 4618
9238 | 4619
9240 | 4620
9242 | 4621
9244 | 4622
9246 | 4623
9248 | 4624
9250 | 4625
9252 | 4626
9254 | 4627
9256 | 4628
9258 | 4629
9260 | 4630
9262 | 4631
9264 | 4632
9266 | 4633
9268 | 4634
9270 | 4635
9272 | 4636
9274 | 4637
9276 | 4638
9278 | 4639
9280 | 4640
9282 | 4641
9284 | 4642
9286 | 4643
9288 | 4644
9290 | 4645
9292 | 4646
9294 | 4647
9296 | 4648
9298 | 4649
9300 | 4650
9302 | 4651
9304 | 4652
9306 | 4653
9308 | 4654
9310 | 4655
9312 | 4656
9314 | 4657
9316 | 4658
9318 | 4659
9320 | 4660
9322 | 4661
9324 | 4662
9326 | 4663
9328 | 4664
9330 | 4665
9332 | 4666
9334 | 4667
9336 | 4668
9338 | 4669
9340 | 4670
9342 | 4671
9344 | 4672
9346 | 4673
9348 | 4674
9350 | 4675
9352 | 4676
9354 | 4677
9356 | 4678
9358 | 4679
9360 | 4680
9362 | 4681
9364 | 4682
9366 | 4683
9368 | 4684
9370 | 4685
9372 | 4686
9374 | 4687
9376 | 4688
9378 | 4689
9380 | 4690
9382 | 4691
9384 | 4692
9386 | 4693
9388 | 4694
9390 | 4695
9392 | 4696
9394 | 4697
9396 | 4698
9398 | 4699
9400 | 4700
9402 | 4701
9404 | 4702
9406 | 4703
9408 | 4704
9410 | 4705
9412 | 4706
9414 | 4707
9416 | 4708
9418 | 4709
9420 | 4710
9422 | 4711
9424 | 4712
9426 | 4713
9428 | 4714
9430 | 4715
9432 | 4716
9434 | 4717
9436 | 4718
9438 | 4719
9440 | 4720
9442 | 4721
9444 | 4722
9446 | 4723
9448 | 4724
9450 | 4725
9452 | 4726
9454 | 4727
9456 | 4728
9458 | 4729
9460 | 4730
9462 | 4731
9464 | 4732
9466 | 4733
9468 | 4734
9470 | 4735
9472 | 4736
9474 | 4737
9476 | 4738
9478 | 4739
9480 | 4740
9482 | 4741
9484 | 4742
9486 | 4743
9488 | 4744
9490 | 4745
9492 | 4746
9494 | 4747
9496 | 4748
9498 | 4749
9500 | 4750
9502 | 4751
9504 | 4752
9506 | 4753
9508 | 4754
9510 | 4755
9512 | 4756
9514 | 4757
9516 | 4758
9518 | 4759
9520 | 4760
9522 | 4761
9524 | 4762
9526 | 4763
9528 | 4764
9530 | 4765
9532 | 4766
9534 | 4767
9536 | 4768
9538 | 4769
9540 | 4770
9542 | 4771
9544 | 4772
9546 | 4773
9548 | 4774
9550 | 4775
9552 | 4776
9554 | 4777
9556 | 4778
9558 | 4779
9560 | 4780
9562 | 4781
9564 | 4782
9566 | 4783
9568 | 4784
9570 | 4785
9572 | 4786
9574 | 4787
9576 | 4788
9578 | 4789
9580 | 4790
9582 | 4791
9584 | 4792
9586 | 4793
9588 | 4794
9590 | 4795
9592 | 4796
9594 | 4797
9596 | 4798
9598 | 4799
9600 | 4800
9602 | 4801
9604 | 4802
9606 | 4803
9608 | 4804
9610 | 4805
9612 | 4806
9614 | 4807
9616 | 4808
9618 | 4809
9620 | 4810
9622 | 4811
9624 | 4812
9626 | 4813
9628 | 4814
9630 | 4815
9632 | 4816
9634 | 4817
9636 | 4818
9638 | 4819
9640 | 4820
9642 | 4821
9644 | 4822
9646 | 4823
9648 | 4824
9650 | 4825
9652 | 4826
9654 | 4827
9656 | 4828
9658 | 4829
9660 | 4830
9662 | 4831
9664 | 4832
9666 | 4833
9668 | 4834
9670 | 4835
9672 | 4836
9674 | 4837
9676 | 4838
9678 | 4839
9680 | 4840
9682 | 4841
9684 | 4842
9686 | 4843
9688 | 4844
9690 | 4845
9692 | 4846
9694 | 4847
9696 | 4848
9698 | 4849
9700 | 4850
9702 | 4851
9704 | 4852
9706 | 4853
9708 | 4854
9710 | 4855
9712 | 4856
9714 | 4857
9716 | 4858
9718 | 4859
9720 | 4860
9722 | 4861
9724 | 4862
9726 | 4863
9728 | 4864
9730 | 4865
9732 | 4866
9734 | 4867
9736 | 4868
9738 | 4869
9740 | 4870
9742 | 4871
9744 | 4872
9746 | 4873
9748 | 4874
9750 | 4875
9752 | 4876
9754 | 4877
9756 | 4878
9758 | 4879
9760 | 4880
9762 | 4881
9764 | 4882
9766 | 4883
9768 | 4884
9770 | 4885
9772 | 4886
9774 | 4887
9776 | 4888
9778 | 4889
9780 | 4890
9782 | 4891
9784 | 4892
9786 | 4893
9788 | 4894
9790 | 4895
9792 | 4896
9794 | 4897
9796 | 4898
9798 | 4899
9800 | 4900
9802 | 4901
9804 | 4902
9806 | 4903
9808 | 4904
9810 | 4905
9812 | 4906
9814 | 4907
9816 | 4908
9818 | 4909
9820 | 4910
9822 | 4911
9824 | 4912
9826 | 4913
9828 | 4914
9830 | 4915
9832 | 4916
9834 | 4917
9836 | 4918
9838 | 4919
9840 | 4920
9842 | 4921
9844 | 4922
9846 | 4923
9848 | 4924
9850 | 4925
9852 | 4926
9854 | 4927
9856 | 4928
9858 | 4929
9860 | 4930
9862 | 4931
9864 | 4932
9866 | 4933
9868 | 4934
9870 | 4935
9872 | 4936
9874 | 4937
9876 | 4938
9878 | 4939
9880 | 4940
9882 | 4941
9884 | 4942
9886 | 4943
9888 | 4944
9890 | 4945
9892 | 4946
9894 | 4947
9896 | 4948
9898 | 4949
9900 | 4950
9902 | 4951
9904 | 4952
9906 | 4953
9908 | 4954
9910 | 4955
9912 | 4956
9914 | 4957
9916 | 4958
9918 | 4959
9920 | 4960
9922 | 4961
9924 | 4962
9926 | 4963
9928 | 4964
9930 | 4965
9932 | 4966
9934 | 4967
9936 | 4968
9938 | 4969
9940 | 4970
9942 | 4971
9944 | 4972
9946 | 4973
9948 | 4974
9950 | 4975
9952 | 4976
9954 | 4977
9956 | 4978
9958 | 4979
9960 | 4980
9962 | 4981
9964 | 4982
9966 | 4983
9968 | 4984
9970 | 4985
9972 | 4986
9974 | 4987
9976 | 4988
9978 | 4989
9980 | 4990
9982 | 4991
9984 | 4992
9986 | 4993
9988 | 4994
9990 | 4995
9992 | 4996
9994 | 4997
9996 | 4998
9998 | 4999
10000 | 5000
10002 | 5001
10004 | 5002
10006 | 5003
10008 | 5004
10010 | 5005
10012 | 5006
10014 | 5007
10016 | 5008
10018 | 5009
10020 | 5010
10022 | 5011
10024 | 5012
10026 | 5013
10028 | 5014
10030 | 5015
10032 | 5016
10034 | 5017
10036 | 5018
10038 | 5019
10040 | 5020
10042 | 5021
10044 | 5022
10046 | 5023
10048 | 5024
10050 | 5025
10052 | 5026
10054 | 5027
10056 | 5028
10058 | 5029
10060 | 5030
10062 | 5031
10064 | 5032
10066 | 5033
10068 | 5034
10070 | 5035
10072 | 5036
10074 | 5037
10076 | 5038
10078 | 5039
10080 | 5040
10082 | 5041
10084 | 5042
10086 | 5043
10088 | 5044
10090 | 5045
10092 | 5046
10094 | 5047
10096 | 5048
10098 | 5049
10100 | 5050
10102 | 5051
10104 | 5052
10106 | 5053
10108 | 5054
10110 | 5055
10112 | 5056
10114 | 5057
10116 | 5058
10118 | 5059
10120 | 5060
10122 | 5061
10124 | 5062
10126 | 5063
10128 | 5064
10130 | 5065
10132 | 5066
10134 | 5067
10136 | 5068
10138 | 5069
10140 | 5070
10142 | 5071
10144 | 5072
10146 | 5073
10148 | 5074
10150 | 5075
10152 | 5076
10154 | 5077
10156 | 5078
10158 | 5079
10160 | 5080
10162 | 5081
10164 | 5082
10166 | 5083
10168 | 5084
10170 | 5085
10172 | 5086
10174 | 5087
10176 | 5088
10178 | 5089
10180 | 5090
10182 | 5091
10184 | 5092
10186 | 5093
10188 | 5094
10190 | 5095
10192 | 5096
10194 | 5097
10196 | 5098
10198 | 5099
10200 | 5100
10202 | 5101
10204 | 5102
10206 | 5103
10208 | 5104
10210 | 5105
10212 | 5106
10214 | 5107
10216 | 5108
10218 | 5109
10220 | 5110
10222 | 5111
10224 | 5112
10226 | 5113
10228 | 5114
10230 | 5115
10232 | 5116
10234 | 5117
10236 | 5118
10238 | 5119
10240 | 5120
10242 | 5121
10244 | 5122
10246 | 5123
10248 | 5124
10250 | 5125
10252 | 5126
10254 | 5127
10256 | 5128
10258 | 5129
10260 | 5130
10262 | 5131
10264 | 5132
10266 | 5133
10268 | 5134
10270 | 5135
10272 | 5136
10274 | 5137
10276 | 5138
10278 | 5139
10280 | 5140
10282 | 5141
10284 | 5142
10286 | 5143
10288 | 5144
10290 | 5145
10292 | 5146
10294 | 5147
10296 | 5148
10298 | 5149
10300 | 5150
10302 | 5151
10304 | 5152
10306 | 5153
10308 | 5154
10310 | 5155
10312 | 5156
10314 | 5157
10316 | 5158
10318 | 5159
10320 | 5160
10322 | 5161
10324 | 5162
10326 | 5163
10328 | 5164
10330 | 5165
10332 | 5166
10334 | 5167
10336 | 5168
10338 | 5169
10340 | 5170
10342 | 5171
10344 | 5172
10346 | 5173
10348 | 5174
10350 | 5175
10352 | 5176
10354 | 5177
10356 | 5178
10358 | 5179
10360 | 5180
10362 | 5181
10364 | 5182
10366 | 5183
10368 | 5184
10370 | 5185
10372 | 5186
10374 | 5187
10376 | 5188
10378 | 5189
10380 | 5190
10382 | 5191
10384 | 5192
10386 | 5193
10388 | 5194
10390 | 5195
10392 | 5196
10394 | 5197
10396 | 5198
10398 | 5199
10400 | 5200
10402 | 5201
10404 | 5202
10406 | 5203
10408 | 5204
10410 | 5205
10412 | 5206
10414 | 5207
10416 | 5208
10418 | 5209
10420 | 5210
10422 | 5211
10424 | 5212
10426 | 5213
10428 | 5214
10430 | 5215
10432 | 5216
10434 | 5217
10436 | 5218
10438 | 5219
10440 | 5220
10442 | 5221
10444 | 5222
10446 | 5223
10448 | 5224
10450 | 5225
10452 | 5226
10454 | 5227
10456 | 5228
10458 | 5229
10460 | 5230
10462 | 5231
10464 | 5232
10466 | 5233
10468 | 5234
10470 | 5235
10472 | 5236
10474 | 5237
10476 | 5238
10478 | 5239
10480 | 5240
10482 | 5241
10484 | 5242
10486 | 5243
10488 | 5244
10490 | 5245
10492 | 5246
10494 | 5247
10496 | 5248
10498 | 5249
10500 | 5250
10502 | 5251
10504 | 5252
10506 | 5253
10508 | 5254
10510 | 5255
10512 | 5256
10514 | 5257
10516 | 5258
10518 | 5259
10520 | 5260
10522 | 5261
10524 | 5262
10526 | 5263
10528 | 5264
10530 | 5265
10532 | 5266
10534 | 5267
10536 | 5268
10538 | 5269
10540 | 5270
10542 | 5271
10544 | 5272
10546 | 5273
10548 | 5274
10550 | 5275
10552 | 5276
10554 | 5277
10556 | 5278
10558 | 5279
10560 | 5280
10562 | 5281
10564 | 5282
10566 | 5283
10568 | 5284
10570 | 5285
10572 | 5286
10574 | 5287
10576 | 5288
10578 | 5289
10580 | 5290
10582 | 5291
10584 | 5292
10586 | 5293
10588 | 5294
10590 | 5295
10592 | 5296
10594 | 5297
10596 | 5298
10598 | 5299
10600 | 5300
10602 | 5301
10604 | 5302
10606 | 5303
10608 | 5304
10610 | 5305
10612 | 5306
10614 | 5307
10616 | 5308
10618 | 5309
10620 | 5310
10622 | 5311
10624 | 5312
10626 | 5313
10628 | 5314
10630 | 5315
10632 | 5316
10634 | 5317
10636 | 5318
10638 | 5319
10640 | 5320
10642 | 5321
10644 | 5322
10646 | 5323
10648 | 5324
10650 | 5325
10652 | 5326
10654 | 5327
10656 | 5328
10658 | 5329
10660 | 5330
10662 | 5331
10664 | 5332
10666 | 5333
10668 | 5334
10670 | 5335
10672 | 5336
10674 | 5337
10676 | 5338
10678 | 5339
10680 | 5340
10682 | 5341
10684 | 5342
10686 | 5343
10688 | 5344
10690 | 5345
10692 | 5346
10694 | 5347
10696 | 5348
10698 | 5349
10700 | 5350
10702 | 5351
10704 | 5352
10706 | 5353
10708 | 5354
10710 | 5355
10712 | 5356
10714 | 5357
10716 | 5358
10718 | 5359
10720 | 5360
10722 | 5361
10724 | 5362
10726 | 5363
10728 | 5364
10730 | 5365
10732 | 5366
10734 | 5367
10736 | 5368
10738 | 5369
10740 | 5370
10742 | 5371
10744 | 5372
10746 | 5373
10748 | 5374
10750 | 5375
10752 | 5376
10754 | 5377
10756 | 5378
10758 | 5379
10760 | 5380
10762 | 5381
10764 | 5382
10766 | 5383
10768 | 5384
10770 | 5385
10772 | 5386
10774 | 5387
10776 | 5388
10778 | 5389
10780 | 5390
10782 | 5391
10784 | 5392
10786 | 5393
10788 | 5394
10790 | 5395
10792 | 5396
10794 | 5397
10796 | 5398
10798 | 5399
10800 | 5400
10802 | 5401
10804 | 5402
10806 | 5403
10808 | 5404
10810 | 5405
10812 | 5406
10814 | 5407
10816 | 5408
10818 | 5409
10820 | 5410
10822 | 5411
10824 | 5412
10826 | 5413
10828 | 5414
10830 | 5415
10832 | 5416
10834 | 5417
10836 | 5418
10838 | 5419
10840 | 5420
10842 | 5421
10844 | 5422
10846 | 5423
10848 | 5424
10850 | 5425
10852 | 5426
10854 | 5427
10856 | 5428
10858 | 5429
10860 | 5430
10862 | 5431
10864 | 5432
10866 | 5433
10868 | 5434
10870 | 5435
10872 | 5436
10874 | 5437
10876 | 5438
10878 | 5439
10880 | 5440
10882 | 5441
10884 | 5442
10886 | 5443
10888 | 5444
10890 | 5445
10892 | 5446
10894 | 5447
10896 | 5448
10898 | 5449
10900 | 5450
10902 | 5451
10904 | 5452
10906 | 5453
10908 | 5454
10910 | 5455
10912 | 5456
10914 | 5457
10916 | 5458
10918 | 5459
10920 | 5460
10922 | 5461
10924 | 5462
10926 | 5463
10928 | 5464
10930 | 5465
10932 | 5466
10934 | 5467
10936 | 5468
10938 | 5469
10940 | 5470
10942 | 5471
10944 | 5472
10946 | 5473
10948 | 5474
10950 | 5475
10952 | 5476
10954 | 5477
10956 | 5478
10958 | 5479
10960 | 5480
10962 | 5481
10964 | 5482
10966 | 5483
10968 | 5484
10970 | 5485
10972 | 5486
10974 | 5487
10976 | 5488
10978 | 5489
10980 | 5490
10982 | 5491
10984 | 5492
10986 | 5493
10988 | 5494
10990 | 5495
10992 | 5496
10994 | 5497
10996 | 5498
10998 | 5499
11000 | 5500
11002 | 5501
11004 | 5502
11006 | 5503
11008 | 5504
11010 | 5505
11012 | 5506
11014 | 5507
11016 | 5508
11018 | 5509
11020 | 5510
11022 | 5511
11024 | 5512
11026 | 5513
11028 | 5514
11030 | 5515
11032 | 5516
11034 | 5517
11036 | 5518
11038 | 5519
11040 | 5520
11042 | 5521
11044 | 5522
11046 | 5523
11048 | 5524
11050 | 5525
11052 | 5526
11054 | 5527
11056 | 5528
11058 | 5529
11060 | 5530
11062 | 5531
11064 | 5532
11066 | 5533
11068 | 5534
11070 | 5535
11072 | 5536
11074 | 5537
11076 | 5538
11078 | 5539
11080 | 5540
11082 | 5541
11084 | 5542
11086 | 5543
11088 | 5544
11090 | 5545
11092 | 5546
11094 | 5547
11096 | 5548
11098 | 5549
11100 | 5550
11102 | 5551
11104 | 5552
11106 | 5553
11108 | 5554
11110 | 5555
11112 | 5556
11114 | 5557
11116 | 5558
11118 | 5559
11120 | 5560
11122 | 5561
11124 | 5562
11126 | 5563
11128 | 5564
11130 | 5565
11132 | 5566
11134 | 5567
11136 | 5568
11138 | 5569
11140 | 5570
11142 | 5571
11144 | 5572
11146 | 5573
11148 | 5574
11150 | 5575
11152 | 5576
11154 | 5577
11156 | 5578
11158 | 5579
11160 | 5580
11162 | 5581
11164 | 5582
11166 | 5583
11168 | 5584
11170 | 5585
11172 | 5586
11174 | 5587
11176 | 5588
11178 | 5589
11180 | 5590
11182 | 5591
11184 | 5592
11186 | 5593
11188 | 5594
11190 | 5595
11192 | 5596
11194 | 5597
11196 | 5598
11198 | 5599
11200 | 5600
11202 | 5601
11204 | 5602
11206 | 5603
11208 | 5604
11210 | 5605
11212 | 5606
11214 | 5607
11216 | 5608
11218 | 5609
11220 | 5610
11222 | 5611
11224 | 5612
11226 | 5613
11228 | 5614
11230 | 5615
11232 | 5616
11234 | 5617
11236 | 5618
11238 | 5619
11240 | 5620
11242 | 5621
11244 | 5622
11246 | 5623
11248 | 5624
11250 | 5625
11252 | 5626
11254 | 5627
11256 | 5628
11258 | 5629
11260 | 5630
11262 | 5631
11264 | 5632
11266 | 5633
11268 | 5634
11270 | 5635
11272 | 5636
11274 | 5637
11276 | 5638
11278 | 5639
11280 | 5640
11282 | 5641
11284 | 5642
11286 | 5643
11288 | 5644
11290 | 5645
11292 | 5646
11294 | 5647
11296 | 5648
11298 | 5649
11300 | 5650
11302 | 5651
11304 | 5652
11306 | 5653
11308 | 5654
11310 | 5655
11312 | 5656
11314 | 5657
11316 | 5658
11318 | 5659
11320 | 5660
11322 | 5661
11324 | 5662
11326 | 5663
11328 | 5664
11330 | 5665
11332 | 5666
11334 | 5667
11336 | 5668
11338 | 5669
11340 | 5670
11342 | 5671
11344 | 5672
11346 | 5673
11348 | 5674
11350 | 5675
11352 | 5676
11354 | 5677
11356 | 5678
11358 | 5679
11360 | 5680
11362 | 5681
11364 | 5682
11366 | 5683
11368 | 5684
11370 | 5685
11372 | 5686
11374 | 5687
11376 | 5688
11378 | 5689
11380 | 5690
11382 | 5691
11384 | 5692
11386 | 5693
11388 | 5694
11390 | 5695
11392 | 5696
11394 | 5697
11396 | 5698
11398 | 5699
11400 | 5700
11402 | 5701
11404 | 5702
11406 | 5703
11408 | 5704
11410 | 5705
11412 | 5706
11414 | 5707
11416 | 5708
11418 | 5709
11420 | 5710
11422 | 5711
11424 | 5712
11426 | 5713
11428 | 5714
11430 | 5715
11432 | 5716
11434 | 5717
11436 | 5718
11438 | 5719
11440 | 5720
11442 | 5721
11444 | 5722
11446 | 5723
11448 | 5724
11450 | 5725
11452 | 5726
11454 | 5727
11456 | 5728
11458 | 5729
11460 | 5730
11462 | 5731
11464 | 5732
11466 | 5733
11468 | 5734
11470 | 5735
11472 | 5736
11474 | 5737
11476 | 5738
11478 | 5739
11480 | 5740
11482 | 5741
11484 | 5742
11486 | 5743
11488 | 5744
11490 | 5745
11492 | 5746
11494 | 5747
11496 | 5748
11498 | 5749
11500 | 5750
11502 | 5751
11504 | 5752
11506 | 5753
11508 | 5754
11510 | 5755
11512 | 5756
11514 | 5757
11516 | 5758
11518 | 5759
11520 | 5760
11522 | 5761
11524 | 5762
11526 | 5763
11528 | 5764
11530 | 5765
11532 | 5766
11534 | 5767
11536 | 5768
11538 | 5769
11540 | 5770
11542 | 5771
11544 | 5772
11546 | 5773
11548 | 5774
11550 | 5775
11552 | 5776
11554 | 5777
11556 | 5778
11558 | 5779
11560 | 5780
11562 | 5781
11564 | 5782
11566 | 5783
11568 | 5784
11570 | 5785
11572 | 5786
11574 | 5787
11576 | 5788
11578 | 5789
11580 | 5790
11582 | 5791
11584 | 5792
11586 | 5793
11588 | 5794
11590 | 5795
11592 | 5796
11594 | 5797
11596 | 5798
11598 | 5799
11600 | 5800
11602 | 5801
11604 | 5802
11606 | 5803
11608 | 5804
11610 | 5805
11612 | 5806
11614 | 5807
11616 | 5808
11618 | 5809
11620 | 5810
11622 | 5811
11624 | 5812
11626 | 5813
11628 | 5814
11630 | 5815
11632 | 5816
11634 | 5817
11636 | 5818
11638 | 5819
11640 | 5820
11642 | 5821
11644 | 5822
11646 | 5823
11648 | 5824
11650 | 5825
11652 | 5826
11654 | 5827
11656 | 5828
11658 | 5829
11660 | 5830
11662 | 5831
11664 | 5832
11666 | 5833
11668 | 5834
11670 | 5835
11672 | 5836
11674 | 5837
11676 | 5838
11678 | 5839
11680 | 5840
11682 | 5841
11684 | 5842
11686 | 5843
11688 | 5844
11690 | 5845
11692 | 5846
11694 | 5847
11696 | 5848
11698 | 5849
11700 | 5850
11702 | 5851
11704 | 5852
11706 | 5853
11708 | 5854
11710 | 5855
11712 | 5856
11714 | 5857
11716 | 5858
11718 | 5859
11720 | 5860
11722 | 5861
11724 | 5862
11726 | 5863
11728 | 5864
11730 | 5865
11732 | 5866
11734 | 5867
11736 | 5868
11738 | 5869
11740 | 5870
11742 | 5871
11744 | 5872
11746 | 5873
11748 | 5874
11750 | 5875
11752 | 5876
11754 | 5877
11756 | 5878
11758 | 5879
11760 | 5880
11762 | 5881
11764 | 5882
11766 | 5883
11768 | 5884
11770 | 5885
11772 | 5886
11774 | 5887
11776 | 5888
11778 | 5889
11780 | 5890
11782 | 5891
11784 | 5892
11786 | 5893
11788 | 5894
11790 | 5895
11792 | 5896
11794 | 5897
11796 | 5898
11798 | 5899
11800 | 5900
11802 | 5901
11804 | 5902
11806 | 5903
11808 | 5904
11810 | 5905
11812 | 5906
11814 | 5907
11816 | 5908
11818 | 5909
11820 | 5910
11822 | 5911
11824 | 5912
11826 | 5913
11828 | 5914
11830 | 5915
11832 | 5916
11834 | 5917
11836 | 5918
11838 | 5919
11840 | 5920
11842 | 5921
11844 | 5922
11846 | 5923
11848 | 5924
11850 | 5925
11852 | 5926
11854 | 5927
11856 | 5928
11858 | 5929
11860 | 5930
11862 | 5931
11864 | 5932
11866 | 5933
11868 | 5934
11870 | 5935
11872 | 5936
11874 | 5937
11876 | 5938
11878 | 5939
11880 | 5940
11882 | 5941
11884 | 5942
11886 | 5943
11888 | 5944
11890 | 5945
11892 | 5946
11894 | 5947
11896 | 5948
11898 | 5949
11900 | 5950
11902 | 5951
11904 | 5952
11906 | 5953
11908 | 5954
11910 | 5955
11912 | 5956
11914 | 5957
11916 | 5958
11918 | 5959
11920 | 5960
11922 | 5961
11924 | 5962
11926 | 5963
11928 | 5964
11930 | 5965
11932 | 5966
11934 | 5967
11936 | 5968
11938 | 5969
11940 | 5970
11942 | 5971
11944 | 5972
11946 | 5973
11948 | 5974
11950 | 5975
11952 | 5976
11954 | 5977
11956 | 5978
11958 | 5979
11960 | 5980
11962 | 5981
11964 | 5982
11966 | 5983
11968 | 5984
11970 | 5985
11972 | 5986
11974 | 5987
11976 | 5988
11978 | 5989
11980 | 5990
11982 | 5991
11984 | 5992
11986 | 5993
11988 | 5994
11990 | 5995
11992 | 5996
11994 | 5997
11996 | 5998
11998 | 5999
12000 | 6000
12002 | 6001
12004 | 6002
12006 | 6003
12008 | 6004
12010 | 6005
12012 | 6006
12014 | 6007
12016 | 6008
12018 | 6009
12020 | 6010
12022 | 6011
12024 | 6012
12026 | 6013
12028 | 6014
12030 | 6015
12032 | 6016
12034 | 6017
12036 | 6018
12038 | 6019
12040 | 6020
12042 | 6021
12044 | 6022
12046 | 6023
12048 | 6024
12050 | 6025
12052 | 6026
12054 | 6027
12056 | 6028
12058 | 6029
12060 | 6030
12062 | 6031
12064 | 6032
12066 | 6033
12068 | 6034
12070 | 6035
12072 | 6036
12074 | 6037
12076 | 6038
12078 | 6039
12080 | 6040
12082 | 6041
12084 | 6042
12086 | 6043
12088 | 6044
12090 | 6045
12092 | 6046
12094 | 6047
12096 | 6048
12098 | 6049
12100 | 6050
12102 | 6051
12104 | 6052
12106 | 6053
12108 | 6054
12110 | 6055
12112 | 6056
12114 | 6057
12116 | 6058
12118 | 6059
12120 | 6060
12122 | 6061
12124 | 6062
12126 | 6063
12128 | 6064
12130 | 6065
12132 | 6066
12134 | 6067
12136 | 6068
12138 | 6069
12140 | 6070
12142 | 6071
12144 | 6072
12146 | 6073
12148 | 6074
12150 | 6075
12152 | 6076
12154 | 6077
12156 | 6078
12158 | 6079
12160 | 6080
12162 | 6081
12164 | 6082
12166 | 6083
12168 | 6084
12170 | 6085
12172 | 6086
12174 | 6087
12176 | 6088
12178 | 6089
12180 | 6090
12182 | 6091
12184 | 6092
12186 | 6093
12188 | 6094
12190 | 6095
12192 | 6096
12194 | 6097
12196 | 6098
12198 | 6099
12200 | 6100
12202 | 6101
12204 | 6102
12206 | 6103
12208 | 6104
12210 | 6105
12212 | 6106
12214 | 6107
12216 | 6108
12218 | 6109
12220 | 6110
12222 | 6111
12224 | 6112
12226 | 6113
12228 | 6114
12230 | 6115
12232 | 6116
12234 | 6117
12236 | 6118
12238 | 6119
12240 | 6120
12242 | 6121
12244 | 6122
12246 | 6123
12248 | 6124
12250 | 6125
12252 | 6126
12254 | 6127
12256 | 6128
12258 | 6129
12260 | 6130
12262 | 6131
12264 | 6132
12266 | 6133
12268 | 6134
12270 | 6135
12272 | 6136
12274 | 6137
12276 | 6138
12278 | 6139
12280 | 6140
12282 | 6141
12284 | 6142
12286 | 6143
12288 | 6144
12290 | 6145
12292 | 6146
12294 | 6147
12296 | 6148
12298 | 6149
12300 | 6150
12302 | 6151
12304 | 6152
12306 | 6153
12308 | 6154
12310 | 6155
12312 | 6156
12314 | 6157
12316 | 6158
12318 | 6159
12320 | 6160
12322 | 6161
12324 | 6162
12326 | 6163
12328 | 6164
12330 | 6165
12332 | 6166
12334 | 6167
12336 | 6168
12338 | 6169
12340 | 6170
12342 | 6171
12344 | 6172
12346 | 6173
12348 | 6174
12350 | 6175
12352 | 6176
12354 | 6177
12356 | 6178
12358 | 6179
12360 | 6180
12362 | 6181
12364 | 6182
12366 | 6183
12368 | 6184
12370 | 6185
12372 | 6186
12374 | 6187
12376 | 6188
12378 | 6189
12380 | 6190
12382 | 6191
12384 | 6192
12386 | 6193
12388 | 6194
12390 | 6195
12392 | 6196
12394 | 6197
12396 | 6198
12398 | 6199
12400 | 6200
12402 | 6201
12404 | 6202
12406 | 6203
12408 | 6204
12410 | 6205
12412 | 6206
12414 | 6207
12416 | 6208
12418 | 6209
12420 | 6210
12422 | 6211
12424 | 6212
12426 | 6213
12428 | 6214
12430 | 6215
12432 | 6216
12434 | 6217
12436 | 6218
12438 | 6219
12440 | 6220
12442 | 6221
12444 | 6222
12446 | 6223
12448 | 6224
12450 | 6225
12452 | 6226
12454 | 6227
12456 | 6228
12458 | 6229
12460 | 6230
12462 | 6231
12464 | 6232
12466 | 6233
12468 | 6234
12470 | 6235
12472 | 6236
12474 | 6237
12476 | 6238
12478 | 6239
12480 | 6240
12482 | 6241
12484 | 6242
12486 | 6243
12488 | 6244
12490 | 6245
12492 | 6246
12494 | 6247
12496 | 6248
12498 | 6249
12500 | 6250
12502 | 6251
12504 | 6252
12506 | 6253
12508 | 6254
12510 | 6255
12512 | 6256
12514 | 6257
12516 | 6258
12518 | 6259
12520 | 6260
12522 | 6261
12524 | 6262
12526 | 6263
12528 | 6264
12530 | 6265
12532 | 6266
12534 | 6267
12536 | 6268
12538 | 6269
12540 | 6270
12542 | 6271
12544 | 6272
12546 | 6273
12548 | 6274
12550 | 6275
12552 | 6276
12554 | 6277
12556 | 6278
12558 | 6279
12560 | 6280
12562 | 6281
12564 | 6282
12566 | 6283
12568 | 6284
12570 | 6285
12572 | 6286
12574 | 6287
12576 | 6288
12578 | 6289
12580 | 6290
12582 | 6291
12584 | 6292
12586 | 6293
12588 | 6294
12590 | 6295
12592 | 6296
12594 | 6297
12596 | 6298
12598 | 6299
12600 | 6300
12602 | 6301
12604 | 6302
12606 | 6303
12608 | 6304
12610 | 6305
12612 | 6306
12614 | 6307
12616 | 6308
12618 | 6309
12620 | 6310
12622 | 6311
12624 | 6312
12626 | 6313
12628 | 6314
12630 | 6315
12632 | 6316
12634 | 6317
12636 | 6318
12638 | 6319
12640 | 6320
12642 | 6321
12644 | 6322
12646 | 6323
12648 | 6324
12650 | 6325
12652 | 6326
12654 | 6327
12656 | 6328
12658 | 6329
12660 | 6330
12662 | 6331
12664 | 6332
12666 | 6333
12668 | 6334
12670 | 6335
12672 | 6336
12674 | 6337
12676 | 6338
12678 | 6339
12680 | 6340
12682 | 6341
12684 | 6342
12686 | 6343
12688 | 6344
12690 | 6345
12692 | 6346
12694 | 6347
12696 | 6348
12698 | 6349
12700 | 6350
12702 | 6351
12704 | 6352
12706 | 6353
12708 | 6354
12710 | 6355
12712 | 6356
12714 | 6357
12716 | 6358
12718 | 6359
12720 | 6360
12722 | 6361
12724 | 6362
12726 | 6363
12728 | 6364
12730 | 6365
12732 | 6366
12734 | 6367
12736 | 6368
12738 | 6369
12740 | 6370
12742 | 6371
12744 | 6372
12746 | 6373
12748 | 6374
12750 | 6375
12752 | 6376
12754 | 6377
12756 | 6378
12758 | 6379
12760 | 6380
12762 | 6381
12764 | 6382
12766 | 6383
12768 | 6384
12770 | 6385
12772 | 6386
12774 | 6387
12776 | 6388
12778 | 6389
12780 | 6390
12782 | 6391
12784 | 6392
12786 | 6393
12788 | 6394
12790 | 6395
12792 | 6396
12794 | 6397
12796 | 6398
12798 | 6399
12800 | 6400
12802 | 6401
12804 | 6402
12806 | 6403
12808 | 6404
12810 | 6405
12812 | 6406
12814 | 6407
12816 | 6408
12818 | 6409
12820 | 6410
12822 | 6411
12824 | 6412
12826 | 6413
12828 | 6414
12830 | 6415
12832 | 6416
12834 | 6417
12836 | 6418
12838 | 6419
12840 | 6420
12842 | 6421
12844 | 6422
12846 | 6423
12848 | 6424
12850 | 6425
12852 | 6426
12854 | 6427
12856 | 6428
12858 | 6429
12860 | 6430
12862 | 6431
12864 | 6432
12866 | 6433
12868 | 6434
12870 | 6435
12872 | 6436
12874 | 6437
12876 | 6438
12878 | 6439
12880 | 6440
12882 | 6441
12884 | 6442
12886 | 6443
12888 | 6444
12890 | 6445
12892 | 6446
12894 | 6447
12896 | 6448
12898 | 6449
12900 | 6450
12902 | 6451
12904 | 6452
12906 | 6453
12908 | 6454
12910 | 6455
12912 | 6456
12914 | 6457
12916 | 6458
12918 | 6459
12920 | 6460
12922 | 6461
12924 | 6462
12926 | 6463
12928 | 6464
12930 | 6465
12932 | 6466
12934 | 6467
12936 | 6468
12938 | 6469
12940 | 6470
12942 | 6471
12944 | 6472
12946 | 6473
12948 | 6474
12950 | 6475
12952 | 6476
12954 | 6477
12956 | 6478
12958 | 6479
12960 | 6480
12962 | 6481
12964 | 6482
12966 | 6483
12968 | 6484
12970 | 6485
12972 | 6486
12974 | 6487
12976 | 6488
12978 | 6489
12980 | 6490
12982 | 6491
12984 | 6492
12986 | 6493
12988 | 6494
12990 | 6495
12992 | 6496
12994 | 6497
12996 | 6498
12998 | 6499
13000 | 6500
13002 | 6501
13004 | 6502
13006 | 6503
13008 | 6504
13010 | 6505
13012 | 6506
13014 | 6507
13016 | 6508
13018 | 6509
13020 | 6510
13022 | 6511
13024 | 6512
13026 | 6513
13028 | 6514
13030 | 6515
13032 | 6516
13034 | 6517
13036 | 6518
13038 | 6519
13040 | 6520
13042 | 6521
13044 | 6522
13046 | 6523
13048 | 6524
13050 | 6525
13052 | 6526
13054 | 6527
13056 | 6528
13058 | 6529
13060 | 6530
13062 | 6531
13064 | 6532
13066 | 6533
13068 | 6534
13070 | 6535
13072 | 6536
13074 | 6537
13076 | 6538
13078 | 6539
13080 | 6540
13082 | 6541
13084 | 6542
13086 | 6543
13088 | 6544
13090 | 6545
13092 | 6546
13094 | 6547
13096 | 6548
13098 | 6549
13100 | 6550
13102 | 6551
13104 | 6552
13106 | 6553
13108 | 6554
13110 | 6555
13112 | 6556
13114 | 6557
13116 | 6558
13118 | 6559
13120 | 6560
13122 | 6561
13124 | 6562
13126 | 6563
13128 | 6564
13130 | 6565
13132 | 6566
13134 | 6567
13136 | 6568
13138 | 6569
13140 | 6570
13142 | 6571
13144 | 6572
13146 | 6573
13148 | 6574
13150 | 6575
13152 | 6576
13154 | 6577
13156 | 6578
13158 | 6579
13160 | 6580
13162 | 6581
13164 | 6582
13166 | 6583
13168 | 6584
13170 | 6585
13172 | 6586
13174 | 6587
13176 | 6588
13178 | 6589
13180 | 6590
13182 | 6591
13184 | 6592
13186 | 6593
13188 | 6594
13190 | 6595
13192 | 6596
13194 | 6597
13196 | 6598
13198 | 6599
13200 | 6600
13202 | 6601
13204 | 6602
13206 | 6603
13208 | 6604
13210 | 6605
13212 | 6606
13214 | 6607
13216 | 6608
13218 | 6609
13220 | 6610
13222 | 6611
13224 | 6612
13226 | 6613
13228 | 6614
13230 | 6615
13232 | 6616
13234 | 6617
13236 | 6618
13238 | 6619
13240 | 6620
13242 | 6621
13244 | 6622
13246 | 6623
13248 | 6624
13250 | 6625
13252 | 6626
13254 | 6627
13256 | 6628
13258 | 6629
13260 | 6630
13262 | 6631
13264 | 6632
13266 | 6633
13268 | 6634
13270 | 6635
13272 | 6636
13274 | 6637
13276 | 6638
13278 | 6639
13280 | 6640
13282 | 6641
13284 | 6642
13286 | 6643
13288 | 6644
13290 | 6645
13292 | 6646
13294 | 6647
13296 | 6648
13298 | 6649
13300 | 6650
13302 | 6651
13304 | 6652
13306 | 6653
13308 | 6654
13310 | 6655
13312 | 6656
13314 | 6657
13316 | 6658
13318 | 6659
13320 | 6660
13322 | 6661
13324 | 6662
13326 | 6663
13328 | 6664
13330 | 6665
13332 | 6666
13334 | 6667
13336 | 6668
13338 | 6669
13340 | 6670
13342 | 6671
13344 | 6672
13346 | 6673
13348 | 6674
13350 | 6675
13352 | 6676
13354 | 6677
13356 | 6678
13358 | 6679
13360 | 6680
13362 | 6681
13364 | 6682
13366 | 6683
13368 | 6684
13370 | 6685
13372 | 6686
13374 | 6687
13376 | 6688
13378 | 6689
13380 | 6690
13382 | 6691
13384 | 6692
13386 | 6693
13388 | 6694
13390 | 6695
13392 | 6696
13394 | 6697
13396 | 6698
13398 | 6699
13400 | 6700
13402 | 6701
13404 | 6702
13406 | 6703
13408 | 6704
13410 | 6705
13412 | 6706
13414 | 6707
13416 | 6708
13418 | 6709
13420 | 6710
13422 | 6711
13424 | 6712
13426 | 6713
13428 | 6714
13430 | 6715
13432 | 6716
13434 | 6717
13436 | 6718
13438 | 6719
13440 | 6720
13442 | 6721
13444 | 6722
13446 | 6723
13448 | 6724
13450 | 6725
13452 | 6726
13454 | 6727
13456 | 6728
13458 | 6729
13460 | 6730
13462 | 6731
13464 | 6732
13466 | 6733
13468 | 6734
13470 | 6735
13472 | 6736
13474 | 6737
13476 | 6738
13478 | 6739
13480 | 6740
13482 | 6741
13484 | 6742
13486 | 6743
13488 | 6744
13490 | 6745
13492 | 6746
13494 | 6747
13496 | 6748
13498 | 6749
13500 | 6750
13502 | 6751
13504 | 6752
13506 | 6753
13508 | 6754
13510 | 6755
13512 | 6756
13514 | 6757
13516 | 6758
13518 | 6759
13520 | 6760
13522 | 6761
13524 | 6762
13526 | 6763
13528 | 6764
13530 | 6765
13532 | 6766
13534 | 6767
13536 | 6768
13538 | 6769
13540 | 6770
13542 | 6771
13544 | 6772
13546 | 6773
13548 | 6774
13550 | 6775
13552 | 6776
13554 | 6777
13556 | 6778
13558 | 6779
13560 | 6780
13562 | 6781
13564 | 6782
13566 | 6783
13568 | 6784
13570 | 6785
13572 | 6786
13574 | 6787
13576 | 6788
13578 | 6789
13580 | 6790
13582 | 6791
13584 | 6792
13586 | 6793
13588 | 6794
13590 | 6795
13592 | 6796
13594 | 6797
13596 | 6798
13598 | 6799
13600 | 6800
13602 | 6801
13604 | 6802
13606 | 6803
13608 | 6804
13610 | 6805
13612 | 6806
13614 | 6807
13616 | 6808
13618 | 6809
13620 | 6810
13622 | 6811
13624 | 6812
13626 | 6813
13628 | 6814
13630 | 6815
13632 | 6816
13634 | 6817
13636 | 6818
13638 | 6819
13640 | 6820
13642 | 6821
13644 | 6822
13646 | 6823
13648 | 6824
13650 | 6825
13652 | 6826
13654 | 6827
13656 | 6828
13658 | 6829
13660 | 6830
13662 | 6831
13664 | 6832
13666 | 6833
13668 | 6834
13670 | 6835
13672 | 6836
13674 | 6837
13676 | 6838
13678 | 6839
13680 | 6840
13682 | 6841
13684 | 6842
13686 | 6843
13688 | 6844
13690 | 6845
13692 | 6846
13694 | 6847
13696 | 6848
13698 | 6849
13700 | 6850
13702 | 6851
13704 | 6852
13706 | 6853
13708 | 6854
13710 | 6855
13712 | 6856
13714 | 6857
13716 | 6858
13718 | 6859
13720 | 6860
13722 | 6861
13724 | 6862
13726 | 6863
13728 | 6864
13730 | 6865
13732 | 6866
13734 | 6867
13736 | 6868
13738 | 6869
13740 | 6870
13742 | 6871
13744 | 6872
13746 | 6873
13748 | 6874
13750 | 6875
13752 | 6876
13754 | 6877
13756 | 6878
13758 | 6879
13760 | 6880
13762 | 6881
13764 | 6882
13766 | 6883
13768 | 6884
13770 | 6885
13772 | 6886
13774 | 6887
13776 | 6888
13778 | 6889
13780 | 6890
13782 | 6891
13784 | 6892
13786 | 6893
13788 | 6894
13790 | 6895
13792 | 6896
13794 | 6897
13796 | 6898
13798 | 6899
13800 | 6900
13802 | 6901
13804 | 6902
13806 | 6903
13808 | 6904
13810 | 6905
13812 | 6906
13814 | 6907
13816 | 6908
13818 | 6909
13820 | 6910
13822 | 6911
13824 | 6912
13826 | 6913
13828 | 6914
13830 | 6915
13832 | 6916
13834 | 6917
13836 | 6918
13838 | 6919
13840 | 6920
13842 | 6921
13844 | 6922
13846 | 6923
13848 | 6924
13850 | 6925
13852 | 6926
13854 | 6927
13856 | 6928
13858 | 6929
13860 | 6930
13862 | 6931
13864 | 6932
13866 | 6933
13868 | 6934
13870 | 6935
13872 | 6936
13874 | 6937
13876 | 6938
13878 | 6939
13880 | 6940
13882 | 6941
13884 | 6942
13886 | 6943
13888 | 6944
13890 | 6945
13892 | 6946
13894 | 6947
13896 | 6948
13898 | 6949
13900 | 6950
13902 | 6951
13904 | 6952
13906 | 6953
13908 | 6954
13910 | 6955
13912 | 6956
13914 | 6957
13916 | 6958
13918 | 6959
13920 | 6960
13922 | 6961
13924 | 6962
13926 | 6963
13928 | 6964
13930 | 6965
13932 | 6966
13934 | 6967
13936 | 6968
13938 | 6969
13940 | 6970
13942 | 6971
13944 | 6972
13946 | 6973
13948 | 6974
13950 | 6975
13952 | 6976
13954 | 6977
13956 | 6978
13958 | 6979
13960 | 6980
13962 | 6981
13964 | 6982
13966 | 6983
13968 | 6984
13970 | 6985
13972 | 6986
13974 | 6987
13976 | 6988
13978 | 6989
13980 | 6990
13982 | 6991
13984 | 6992
13986 | 6993
13988 | 6994
13990 | 6995
13992 | 6996
13994 | 6997
13996 | 6998
13998 | 6999
14000 | 7000
14002 | 7001
14004 | 7002
14006 | 7003
14008 | 7004
14010 | 7005
14012 | 7006
14014 | 7007
14016 | 7008
14018 | 7009
14020 | 7010
14022 | 7011
14024 | 7012
14026 | 7013
14028 | 7014
14030 | 7015
14032 | 7016
14034 | 7017
14036 | 7018
14038 | 7019
14040 | 7020
14042 | 7021
14044 | 7022
14046 | 7023
14048 | 7024
14050 | 7025
14052 | 7026
14054 | 7027
14056 | 7028
14058 | 7029
14060 | 7030
14062 | 7031
14064 | 7032
14066 | 7033
14068 | 7034
14070 | 7035
14072 | 7036
14074 | 7037
14076 | 7038
14078 | 7039
14080 | 7040
14082 | 7041
14084 | 7042
14086 | 7043
14088 | 7044
14090 | 7045
14092 | 7046
14094 | 7047
14096 | 7048
14098 | 7049
14100 | 7050
14102 | 7051
14104 | 7052
14106 | 7053
14108 | 7054
14110 | 7055
14112 | 7056
14114 | 7057
14116 | 7058
14118 | 7059
14120 | 7060
14122 | 7061
14124 | 7062
14126 | 7063
14128 | 7064
14130 | 7065
14132 | 7066
14134 | 7067
14136 | 7068
14138 | 7069
14140 | 7070
14142 | 7071
14144 | 7072
14146 | 7073
14148 | 7074
14150 | 7075
14152 | 7076
14154 | 7077
14156 | 7078
14158 | 7079
14160 | 7080
14162 | 7081
14164 | 7082
14166 | 7083
14168 | 7084
14170 | 7085
14172 | 7086
14174 | 7087
14176 | 7088
14178 | 7089
14180 | 7090
14182 | 7091
14184 | 7092
14186 | 7093
14188 | 7094
14190 | 7095
14192 | 7096
14194 | 7097
14196 | 7098
14198 | 7099
14200 | 7100
14202 | 7101
14204 | 7102
14206 | 7103
14208 | 7104
14210 | 7105
14212 | 7106
14214 | 7107
14216 | 7108
14218 | 7109
14220 | 7110
14222 | 7111
14224 | 7112
14226 | 7113
14228 | 7114
14230 | 7115
14232 | 7116
14234 | 7117
14236 | 7118
14238 | 7119
14240 | 7120
14242 | 7121
14244 | 7122
14246 | 7123
14248 | 7124
14250 | 7125
14252 | 7126
14254 | 7127
14256 | 7128
14258 | 7129
14260 | 7130
14262 | 7131
14264 | 7132
14266 | 7133
14268 | 7134
14270 | 7135
14272 | 7136
14274 | 7137
14276 | 7138
14278 | 7139
14280 | 7140
14282 | 7141
14284 | 7142
14286 | 7143
14288 | 7144
14290 | 7145
14292 | 7146
14294 | 7147
14296 | 7148
14298 | 7149
14300 | 7150
14302 | 7151
14304 | 7152
14306 | 7153
14308 | 7154
14310 | 7155
14312 | 7156
14314 | 7157
14316 | 7158
14318 | 7159
14320 | 7160
14322 | 7161
14324 | 7162
14326 | 7163
14328 | 7164
14330 | 7165
14332 | 7166
14334 | 7167
14336 | 7168
14338 | 7169
14340 | 7170
14342 | 7171
14344 | 7172
14346 | 7173
14348 | 7174
14350 | 7175
14352 | 7176
14354 | 7177
14356 | 7178
14358 | 7179
14360 | 7180
14362 | 7181
14364 | 7182
14366 | 7183
14368 | 7184
14370 | 7185
14372 | 7186
14374 | 7187
14376 | 7188
14378 | 7189
14380 | 7190
14382 | 7191
14384 | 7192
14386 | 7193
14388 | 7194
14390 | 7195
14392 | 7196
14394 | 7197
14396 | 7198
14398 | 7199
14400 | 7200
14402 | 7201
14404 | 7202
14406 | 7203
14408 | 7204
14410 | 7205
14412 | 7206
14414 | 7207
14416 | 7208
14418 | 7209
14420 | 7210
14422 | 7211
14424 | 7212
14426 | 7213
14428 | 7214
14430 | 7215
14432 | 7216
14434 | 7217
14436 | 7218
14438 | 7219
14440 | 7220
14442 | 7221
14444 | 7222
14446 | 7223
14448 | 7224
14450 | 7225
14452 | 7226
14454 | 7227
14456 | 7228
14458 | 7229
14460 | 7230
14462 | 7231
14464 | 7232
14466 | 7233
14468 | 7234
14470 | 7235
14472 | 7236
14474 | 7237
14476 | 7238
14478 | 7239
14480 | 7240
14482 | 7241
14484 | 7242
14486 | 7243
14488 | 7244
14490 | 7245
14492 | 7246
14494 | 7247
14496 | 7248
14498 | 7249
14500 | 7250
14502 | 7251
14504 | 7252
14506 | 7253
14508 | 7254
14510 | 7255
14512 | 7256
14514 | 7257
14516 | 7258
14518 | 7259
14520 | 7260
14522 | 7261
14524 | 7262
14526 | 7263
14528 | 7264
14530 | 7265
14532 | 7266
14534 | 7267
14536 | 7268
14538 | 7269
14540 | 7270
14542 | 7271
14544 | 7272
14546 | 7273
14548 | 7274
14550 | 7275
14552 | 7276
14554 | 7277
14556 | 7278
14558 | 7279
14560 | 7280
14562 | 7281
14564 | 7282
14566 | 7283
14568 | 7284
14570 | 7285
14572 | 7286
14574 | 7287
14576 | 7288
14578 | 7289
14580 | 7290
14582 | 7291
14584 | 7292
14586 | 7293
14588 | 7294
14590 | 7295
14592 | 7296
14594 | 7297
14596 | 7298
14598 | 7299
14600 | 7300
14602 | 7301
14604 | 7302
14606 | 7303
14608 | 7304
14610 | 7305
14612 | 7306
14614 | 7307
14616 | 7308
14618 | 7309
14620 | 7310
14622 | 7311
14624 | 7312
14626 | 7313
14628 | 7314
14630 | 7315
14632 | 7316
14634 | 7317
14636 | 7318
14638 | 7319
14640 | 7320
14642 | 7321
14644 | 7322
14646 | 7323
14648 | 7324
14650 | 7325
14652 | 7326
14654 | 7327
14656 | 7328
14658 | 7329
14660 | 7330
14662 | 7331
14664 | 7332
14666 | 7333
14668 | 7334
14670 | 7335
14672 | 7336
14674 | 7337
14676 | 7338
14678 | 7339
14680 | 7340
14682 | 7341
14684 | 7342
14686 | 7343
14688 | 7344
14690 | 7345
14692 | 7346
14694 | 7347
14696 | 7348
14698 | 7349
14700 | 7350
14702 | 7351
14704 | 7352
14706 | 7353
14708 | 7354
14710 | 7355
14712 | 7356
14714 | 7357
14716 | 7358
14718 | 7359
14720 | 7360
14722 | 7361
14724 | 7362
14726 | 7363
14728 | 7364
14730 | 7365
14732 | 7366
14734 | 7367
14736 | 7368
14738 | 7369
14740 | 7370
14742 | 7371
14744 | 7372
14746 | 7373
14748 | 7374
14750 | 7375
14752 | 7376
14754 | 7377
14756 | 7378
14758 | 7379
14760 | 7380
14762 | 7381
14764 | 7382
14766 | 7383
14768 | 7384
14770 | 7385
14772 | 7386
14774 | 7387
14776 | 7388
14778 | 7389
14780 | 7390
14782 | 7391
14784 | 7392
14786 | 7393
14788 | 7394
14790 | 7395
14792 | 7396
14794 | 7397
14796 | 7398
14798 | 7399
14800 | 7400
14802 | 7401
14804 | 7402
14806 | 7403
14808 | 7404
14810 | 7405
14812 | 7406
14814 | 7407
14816 | 7408
14818 | 7409
14820 | 7410
14822 | 7411
14824 | 7412
14826 | 7413
14828 | 7414
14830 | 7415
14832 | 7416
14834 | 7417
14836 | 7418
14838 | 7419
14840 | 7420
14842 | 7421
14844 | 7422
14846 | 7423
14848 | 7424
14850 | 7425
14852 | 7426
14854 | 7427
14856 | 7428
14858 | 7429
14860 | 7430
14862 | 7431
14864 | 7432
14866 | 7433
14868 | 7434
14870 | 7435
14872 | 7436
14874 | 7437
14876 | 7438
14878 | 7439
14880 | 7440
14882 | 7441
14884 | 7442
14886 | 7443
14888 | 7444
14890 | 7445
14892 | 7446
14894 | 7447
14896 | 7448
14898 | 7449
14900 | 7450
14902 | 7451
14904 | 7452
14906 | 7453
14908 | 7454
14910 | 7455
14912 | 7456
14914 | 7457
14916 | 7458
14918 | 7459
14920 | 7460
14922 | 7461
14924 | 7462
14926 | 7463
14928 | 7464
14930 | 7465
14932 | 7466
14934 | 7467
14936 | 7468
14938 | 7469
14940 | 7470
14942 | 7471
14944 | 7472
14946 | 7473
14948 | 7474
14950 | 7475
14952 | 7476
14954 | 7477
14956 | 7478
14958 | 7479
14960 | 7480
14962 | 7481
14964 | 7482
14966 | 7483
14968 | 7484
14970 | 7485
14972 | 7486
14974 | 7487
14976 | 7488
14978 | 7489
14980 | 7490
14982 | 7491
14984 | 7492
14986 | 7493
14988 | 7494
14990 | 7495
14992 | 7496
14994 | 7497
14996 | 7498
14998 | 7499
15000 | 7500
15002 | 7501
15004 | 7502
15006 | 7503
15008 | 7504
15010 | 7505
15012 | 7506
15014 | 7507
15016 | 7508
15018 | 7509
15020 | 7510
15022 | 7511
15024 | 7512
15026 | 7513
15028 | 7514
15030 | 7515
15032 | 7516
15034 | 7517
15036 | 7518
15038 | 7519
15040 | 7520
15042 | 7521
15044 | 7522
15046 | 7523
15048 | 7524
15050 | 7525
15052 | 7526
15054 | 7527
15056 | 7528
15058 | 7529
15060 | 7530
15062 | 7531
15064 | 7532
15066 | 7533
15068 | 7534
15070 | 7535
15072 | 7536
15074 | 7537
15076 | 7538
15078 | 7539
15080 | 7540
15082 | 7541
15084 | 7542
15086 | 7543
15088 | 7544
15090 | 7545
15092 | 7546
15094 | 7547
15096 | 7548
15098 | 7549
15100 | 7550
15102 | 7551
15104 | 7552
15106 | 7553
15108 | 7554
15110 | 7555
15112 | 7556
15114 | 7557
15116 | 7558
15118 | 7559
15120 | 7560
15122 | 7561
15124 | 7562
15126 | 7563
15128 | 7564
15130 | 7565
15132 | 7566
15134 | 7567
15136 | 7568
15138 | 7569
15140 | 7570
15142 | 7571
15144 | 7572
15146 | 7573
15148 | 7574
15150 | 7575
15152 | 7576
15154 | 7577
15156 | 7578
15158 | 7579
15160 | 7580
15162 | 7581
15164 | 7582
15166 | 7583
15168 | 7584
15170 | 7585
15172 | 7586
15174 | 7587
15176 | 7588
15178 | 7589
15180 | 7590
15182 | 7591
15184 | 7592
15186 | 7593
15188 | 7594
15190 | 7595
15192 | 7596
15194 | 7597
15196 | 7598
15198 | 7599
15200 | 7600
15202 | 7601
15204 | 7602
15206 | 7603
15208 | 7604
15210 | 7605
15212 | 7606
15214 | 7607
15216 | 7608
15218 | 7609
15220 | 7610
15222 | 7611
15224 | 7612
15226 | 7613
15228 | 7614
15230 | 7615
15232 | 7616
15234 | 7617
15236 | 7618
15238 | 7619
15240 | 7620
15242 | 7621
15244 | 7622
15246 | 7623
15248 | 7624
15250 | 7625
15252 | 7626
15254 | 7627
15256 | 7628
15258 | 7629
15260 | 7630
15262 | 7631
15264 | 7632
15266 | 7633
15268 | 7634
15270 | 7635
15272 | 7636
15274 | 7637
15276 | 7638
15278 | 7639
15280 | 7640
15282 | 7641
15284 | 7642
15286 | 7643
15288 | 7644
15290 | 7645
15292 | 7646
15294 | 7647
15296 | 7648
15298 | 7649
15300 | 7650
15302 | 7651
15304 | 7652
15306 | 7653
15308 | 7654
15310 | 7655
15312 | 7656
15314 | 7657
15316 | 7658
15318 | 7659
15320 | 7660
15322 | 7661
15324 | 7662
15326 | 7663
15328 | 7664
15330 | 7665
15332 | 7666
15334 | 7667
15336 | 7668
15338 | 7669
15340 | 7670
15342 | 7671
15344 | 7672
15346 | 7673
15348 | 7674
15350 | 7675
15352 | 7676
15354 | 7677
15356 | 7678
15358 | 7679
15360 | 7680
15362 | 7681
15364 | 7682
15366 | 7683
15368 | 7684
15370 | 7685
15372 | 7686
15374 | 7687
15376 | 7688
15378 | 7689
15380 | 7690
15382 | 7691
15384 | 7692
15386 | 7693
15388 | 7694
15390 | 7695
15392 | 7696
15394 | 7697
15396 | 7698
15398 | 7699
15400 | 7700
15402 | 7701
15404 | 7702
15406 | 7703
15408 | 7704
15410 | 7705
15412 | 7706
15414 | 7707
15416 | 7708
15418 | 7709
15420 | 7710
15422 | 7711
15424 | 7712
15426 | 7713
15428 | 7714
15430 | 7715
15432 | 7716
15434 | 7717
15436 | 7718
15438 | 7719
15440 | 7720
15442 | 7721
15444 | 7722
15446 | 7723
15448 | 7724
15450 | 7725
15452 | 7726
15454 | 7727
15456 | 7728
15458 | 7729
15460 | 7730
15462 | 7731
15464 | 7732
15466 | 7733
15468 | 7734
15470 | 7735
15472 | 7736
15474 | 7737
15476 | 7738
15478 | 7739
15480 | 7740
15482 | 7741
15484 | 7742
15486 | 7743
15488 | 7744
15490 | 7745
15492 | 7746
15494 | 7747
15496 | 7748
15498 | 7749
15500 | 7750
15502 | 7751
15504 | 7752
15506 | 7753
15508 | 7754
15510 | 7755
15512 | 7756
15514 | 7757
15516 | 7758
15518 | 7759
15520 | 7760
15522 | 7761
15524 | 7762
15526 | 7763
15528 | 7764
15530 | 7765
15532 | 7766
15534 | 7767
15536 | 7768
15538 | 7769
15540 | 7770
15542 | 7771
15544 | 7772
15546 | 7773
15548 | 7774
15550 | 7775
15552 | 7776
15554 | 7777
15556 | 7778
15558 | 7779
15560 | 7780
15562 | 7781
15564 | 7782
15566 | 7783
15568 | 7784
15570 | 7785
15572 | 7786
15574 | 7787
15576 | 7788
15578 | 7789
15580 | 7790
15582 | 7791
15584 | 7792
15586 | 7793
15588 | 7794
15590 | 7795
15592 | 7796
15594 | 7797
15596 | 7798
15598 | 7799
15600 | 7800
15602 | 7801
15604 | 7802
15606 | 7803
15608 | 7804
15610 | 7805
15612 | 7806
15614 | 7807
15616 | 7808
15618 | 7809
15620 | 7810
15622 | 7811
15624 | 7812
15626 | 7813
15628 | 7814
15630 | 7815
15632 | 7816
15634 | 7817
15636 | 7818
15638 | 7819
15640 | 7820
15642 | 7821
15644 | 7822
15646 | 7823
15648 | 7824
15650 | 7825
15652 | 7826
15654 | 7827
15656 | 7828
15658 | 7829
15660 | 7830
15662 | 7831
15664 | 7832
15666 | 7833
15668 | 7834
15670 | 7835
15672 | 7836
15674 | 7837
15676 | 7838
15678 | 7839
15680 | 7840
15682 | 7841
15684 | 7842
15686 | 7843
15688 | 7844
15690 | 7845
15692 | 7846
15694 | 7847
15696 | 7848
15698 | 7849
15700 | 7850
15702 | 7851
15704 | 7852
15706 | 7853
15708 | 7854
15710 | 7855
15712 | 7856
15714 | 7857
15716 | 7858
15718 | 7859
15720 | 7860
15722 | 7861
15724 | 7862
15726 | 7863
15728 | 7864
15730 | 7865
15732 | 7866
15734 | 7867
15736 | 7868
15738 | 7869
15740 | 7870
15742 | 7871
15744 | 7872
15746 | 7873
15748 | 7874
15750 | 7875
15752 | 7876
15754 | 7877
15756 | 7878
15758 | 7879
15760 | 7880
15762 | 7881
15764 | 7882
15766 | 7883
15768 | 7884
15770 | 7885
15772 | 7886
15774 | 7887
15776 | 7888
15778 | 7889
15780 | 7890
15782 | 7891
15784 | 7892
15786 | 7893
15788 | 7894
15790 | 7895
15792 | 7896
15794 | 7897
15796 | 7898
15798 | 7899
15800 | 7900
15802 | 7901
15804 | 7902
15806 | 7903
15808 | 7904
15810 | 7905
15812 | 7906
15814 | 7907
15816 | 7908
15818 | 7909
15820 | 7910
15822 | 7911
15824 | 7912
15826 | 7913
15828 | 7914
15830 | 7915
15832 | 7916
15834 | 7917
15836 | 7918
15838 | 7919
15840 | 7920
15842 | 7921
15844 | 7922
15846 | 7923
15848 | 7924
15850 | 7925
15852 | 7926
15854 | 7927
15856 | 7928
15858 | 7929
15860 | 7930
15862 | 7931
15864 | 7932
15866 | 7933
15868 | 7934
15870 | 7935
15872 | 7936
15874 | 7937
15876 | 7938
15878 | 7939
15880 | 7940
15882 | 7941
15884 | 7942
15886 | 7943
15888 | 7944
15890 | 7945
15892 | 7946
15894 | 7947
15896 | 7948
15898 | 7949
15900 | 7950
15902 | 7951
15904 | 7952
15906 | 7953
15908 | 7954
15910 | 7955
15912 | 7956
15914 | 7957
15916 | 7958
15918 | 7959
15920 | 7960
15922 | 7961
15924 | 7962
15926 | 7963
15928 | 7964
15930 | 7965
15932 | 7966
15934 | 7967
15936 | 7968
15938 | 7969
15940 | 7970
15942 | 7971
15944 | 7972
15946 | 7973
15948 | 7974
15950 | 7975
15952 | 7976
15954 | 7977
15956 | 7978
15958 | 7979
15960 | 7980
15962 | 7981
15964 | 7982
15966 | 7983
15968 | 7984
15970 | 7985
15972 | 7986
15974 | 7987
15976 | 7988
15978 | 7989
15980 | 7990
15982 | 7991
15984 | 7992
15986 | 7993
15988 | 7994
15990 | 7995
15992 | 7996
15994 | 7997
15996 | 7998
15998 | 7999
16000 | 8000
16002 | 8001
16004 | 8002
16006 | 8003
16008 | 8004
16010 | 8005
16012 | 8006
16014 | 8007
16016 | 8008
16018 | 8009
16020 | 8010
16022 | 8011
16024 | 8012
16026 | 8013
16028 | 8014
16030 | 8015
16032 | 8016
16034 | 8017
16036 | 8018
16038 | 8019
16040 | 8020
16042 | 8021
16044 | 8022
16046 | 8023
16048 | 8024
16050 | 8025
16052 | 8026
16054 | 8027
16056 | 8028
16058 | 8029
16060 | 8030
16062 | 8031
16064 | 8032
16066 | 8033
16068 | 8034
16070 | 8035
16072 | 8036
16074 | 8037
16076 | 8038
16078 | 8039
16080 | 8040
16082 | 8041
16084 | 8042
16086 | 8043
16088 | 8044
16090 | 8045
16092 | 8046
16094 | 8047
16096 | 8048
16098 | 8049
16100 | 8050
16102 | 8051
16104 | 8052
16106 | 8053
16108 | 8054
16110 | 8055
16112 | 8056
16114 | 8057
16116 | 8058
16118 | 8059
16120 | 8060
16122 | 8061
16124 | 8062
16126 | 8063
16128 | 8064
16130 | 8065
16132 | 8066
16134 | 8067
16136 | 8068
16138 | 8069
16140 | 8070
16142 | 8071
16144 | 8072
16146 | 8073
16148 | 8074
16150 | 8075
16152 | 8076
16154 | 8077
16156 | 8078
16158 | 8079
16160 | 8080
16162 | 8081
16164 | 8082
16166 | 8083
16168 | 8084
16170 | 8085
16172 | 8086
16174 | 8087
16176 | 8088
16178 | 8089
16180 | 8090
16182 | 8091
16184 | 8092
16186 | 8093
16188 | 8094
16190 | 8095
16192 | 8096
16194 | 8097
16196 | 8098
16198 | 8099
16200 | 8100
16202 | 8101
16204 | 8102
16206 | 8103
16208 | 8104
16210 | 8105
16212 | 8106
16214 | 8107
16216 | 8108
16218 | 8109
16220 | 8110
16222 | 8111
16224 | 8112
16226 | 8113
16228 | 8114
16230 | 8115
16232 | 8116
16234 | 8117
16236 | 8118
16238 | 8119
16240 | 8120
16242 | 8121
16244 | 8122
16246 | 8123
16248 | 8124
16250 | 8125
16252 | 8126
16254 | 8127
16256 | 8128
16258 | 8129
16260 | 8130
16262 | 8131
16264 | 8132
16266 | 8133
16268 | 8134
16270 | 8135
16272 | 8136
16274 | 8137
16276 | 8138
16278 | 8139
16280 | 8140
16282 | 8141
16284 | 8142
16286 | 8143
16288 | 8144
16290 | 8145
16292 | 8146
16294 | 8147
16296 | 8148
16298 | 8149
16300 | 8150
16302 | 8151
16304 | 8152
16306 | 8153
16308 | 8154
16310 | 8155
16312 | 8156
16314 | 8157
16316 | 8158
16318 | 8159
16320 | 8160
16322 | 8161
16324 | 8162
16326 | 8163
16328 | 8164
16330 | 8165
16332 | 8166
16334 | 8167
16336 | 8168
16338 | 8169
16340 | 8170
16342 | 8171
16344 | 8172
16346 | 8173
16348 | 8174
16350 | 8175
16352 | 8176
16354 | 8177
16356 | 8178
16358 | 8179
16360 | 8180
16362 | 8181
16364 | 8182
16366 | 8183
16368 | 8184
16370 | 8185
16372 | 8186
16374 | 8187
16376 | 8188
16378 | 8189
16380 | 8190
16382 | 8191
16384 | 8192
16386 | 8193
16388 | 8194
16390 | 8195
16392 | 8196
16394 | 8197
16396 | 8198
16398 | 8199
16400 | 8200
16402 | 8201
16404 | 8202
16406 | 8203
16408 | 8204
16410 | 8205
16412 | 8206
16414 | 8207
16416 | 8208
16418 | 8209
16420 | 8210
16422 | 8211
16424 | 8212
16426 | 8213
16428 | 8214
16430 | 8215
16432 | 8216
16434 | 8217
16436 | 8218
16438 | 8219
16440 | 8220
16442 | 8221
16444 | 8222
16446 | 8223
16448 | 8224
16450 | 8225
16452 | 8226
16454 | 8227
16456 | 8228
16458 | 8229
16460 | 8230
16462 | 8231
16464 | 8232
16466 | 8233
16468 | 8234
16470 | 8235
16472 | 8236
16474 | 8237
16476 | 8238
16478 | 8239
16480 | 8240
16482 | 8241
16484 | 8242
16486 | 8243
16488 | 8244
16490 | 8245
16492 | 8246
16494 | 8247
16496 | 8248
16498 | 8249
16500 | 8250
16502 | 8251
16504 | 8252
16506 | 8253
16508 | 8254
16510 | 8255
16512 | 8256
16514 | 8257
16516 | 8258
16518 | 8259
16520 | 8260
16522 | 8261
16524 | 8262
16526 | 8263
16528 | 8264
16530 | 8265
16532 | 8266
16534 | 8267
16536 | 8268
16538 | 8269
16540 | 8270
16542 | 8271
16544 | 8272
16546 | 8273
16548 | 8274
16550 | 8275
16552 | 8276
16554 | 8277
16556 | 8278
16558 | 8279
16560 | 8280
16562 | 8281
16564 | 8282
16566 | 8283
16568 | 8284
16570 | 8285
16572 | 8286
16574 | 8287
16576 | 8288
16578 | 8289
16580 | 8290
16582 | 8291
16584 | 8292
16586 | 8293
16588 | 8294
16590 | 8295
16592 | 8296
16594 | 8297
16596 | 8298
16598 | 8299
16600 | 8300
16602 | 8301
16604 | 8302
16606 | 8303
16608 | 8304
16610 | 8305
16612 | 8306
16614 | 8307
16616 | 8308
16618 | 8309
16620 | 8310
16622 | 8311
16624 | 8312
16626 | 8313
16628 | 8314
16630 | 8315
16632 | 8316
16634 | 8317
16636 | 8318
16638 | 8319
16640 | 8320
16642 | 8321
16644 | 8322
16646 | 8323
16648 | 8324
16650 | 8325
16652 | 8326
16654 | 8327
16656 | 8328
16658 | 8329
16660 | 8330
16662 | 8331
16664 | 8332
16666 | 8333
16668 | 8334
16670 | 8335
16672 | 8336
16674 | 8337
16676 | 8338
16678 | 8339
16680 | 8340
16682 | 8341
16684 | 8342
16686 | 8343
16688 | 8344
16690 | 8345
16692 | 8346
16694 | 8347
16696 | 8348
16698 | 8349
16700 | 8350
16702 | 8351
16704 | 8352
16706 | 8353
16708 | 8354
16710 | 8355
16712 | 8356
16714 | 8357
16716 | 8358
16718 | 8359
16720 | 8360
16722 | 8361
16724 | 8362
16726 | 8363
16728 | 8364
16730 | 8365
16732 | 8366
16734 | 8367
16736 | 8368
16738 | 8369
16740 | 8370
16742 | 8371
16744 | 8372
16746 | 8373
16748 | 8374
16750 | 8375
16752 | 8376
16754 | 8377
16756 | 8378
16758 | 8379
16760 | 8380
16762 | 8381
16764 | 8382
16766 | 8383
16768 | 8384
16770 | 8385
16772 | 8386
16774 | 8387
16776 | 8388
16778 | 8389
16780 | 8390
16782 | 8391
16784 | 8392
16786 | 8393
16788 | 8394
16790 | 8395
16792 | 8396
16794 | 8397
16796 | 8398
16798 | 8399
16800 | 8400
16802 | 8401
16804 | 8402
16806 | 8403
16808 | 8404
16810 | 8405
16812 | 8406
16814 | 8407
16816 | 8408
16818 | 8409
16820 | 8410
16822 | 8411
16824 | 8412
16826 | 8413
16828 | 8414
16830 | 8415
16832 | 8416
16834 | 8417
16836 | 8418
16838 | 8419
16840 | 8420
16842 | 8421
16844 | 8422
16846 | 8423
16848 | 8424
16850 | 8425
16852 | 8426
16854 | 8427
16856 | 8428
16858 | 8429
16860 | 8430
16862 | 8431
16864 | 8432
16866 | 8433
16868 | 8434
16870 | 8435
16872 | 8436
16874 | 8437
16876 | 8438
16878 | 8439
16880 | 8440
16882 | 8441
16884 | 8442
16886 | 8443
16888 | 8444
16890 | 8445
16892 | 8446
16894 | 8447
16896 | 8448
16898 | 8449
16900 | 8450
16902 | 8451
16904 | 8452
16906 | 8453
16908 | 8454
16910 | 8455
16912 | 8456
16914 | 8457
16916 | 8458
16918 | 8459
16920 | 8460
16922 | 8461
16924 | 8462
16926 | 8463
16928 | 8464
16930 | 8465
16932 | 8466
16934 | 8467
16936 | 8468
16938 | 8469
16940 | 8470
16942 | 8471
16944 | 8472
16946 | 8473
16948 | 8474
16950 | 8475
16952 | 8476
16954 | 8477
16956 | 8478
16958 | 8479
16960 | 8480
16962 | 8481
16964 | 8482
16966 | 8483
16968 | 8484
16970 | 8485
16972 | 8486
16974 | 8487
16976 | 8488
16978 | 8489
16980 | 8490
16982 | 8491
16984 | 8492
16986 | 8493
16988 | 8494
16990 | 8495
16992 | 8496
16994 | 8497
16996 | 8498
16998 | 8499
17000 | 8500
17002 | 8501
17004 | 8502
17006 | 8503
17008 | 8504
17010 | 8505
17012 | 8506
17014 | 8507
17016 | 8508
17018 | 8509
17020 | 8510
17022 | 8511
17024 | 8512
17026 | 8513
17028 | 8514
17030 | 8515
17032 | 8516
17034 | 8517
17036 | 8518
17038 | 8519
17040 | 8520
17042 | 8521
17044 | 8522
17046 | 8523
17048 | 8524
17050 | 8525
17052 | 8526
17054 | 8527
17056 | 8528
17058 | 8529
17060 | 8530
17062 | 8531
17064 | 8532
17066 | 8533
17068 | 8534
17070 | 8535
17072 | 8536
17074 | 8537
17076 | 8538
17078 | 8539
17080 | 8540
17082 | 8541
17084 | 8542
17086 | 8543
17088 | 8544
17090 | 8545
17092 | 8546
17094 | 8547
17096 | 8548
17098 | 8549
17100 | 8550
17102 | 8551
17104 | 8552
17106 | 8553
17108 | 8554
17110 | 8555
17112 | 8556
17114 | 8557
17116 | 8558
17118 | 8559
17120 | 8560
17122 | 8561
17124 | 8562
17126 | 8563
17128 | 8564
17130 | 8565
17132 | 8566
17134 | 8567
17136 | 8568
17138 | 8569
17140 | 8570
17142 | 8571
17144 | 8572
17146 | 8573
17148 | 8574
17150 | 8575
17152 | 8576
17154 | 8577
17156 | 8578
17158 | 8579
17160 | 8580
17162 | 8581
17164 | 8582
17166 | 8583
17168 | 8584
17170 | 8585
17172 | 8586
17174 | 8587
17176 | 8588
17178 | 8589
17180 | 8590
17182 | 8591
17184 | 8592
17186 | 8593
17188 | 8594
17190 | 8595
17192 | 8596
17194 | 8597
17196 | 8598
17198 | 8599
17200 | 8600
17202 | 8601
17204 | 8602
17206 | 8603
17208 | 8604
17210 | 8605
17212 | 8606
17214 | 8607
17216 | 8608
17218 | 8609
17220 | 8610
17222 | 8611
17224 | 8612
17226 | 8613
17228 | 8614
17230 | 8615
17232 | 8616
17234 | 8617
17236 | 8618
17238 | 8619
17240 | 8620
17242 | 8621
17244 | 8622
17246 | 8623
17248 | 8624
17250 | 8625
17252 | 8626
17254 | 8627
17256 | 8628
17258 | 8629
17260 | 8630
17262 | 8631
17264 | 8632
17266 | 8633
17268 | 8634
17270 | 8635
17272 | 8636
17274 | 8637
17276 | 8638
17278 | 8639
17280 | 8640
17282 | 8641
17284 | 8642
17286 | 8643
17288 | 8644
17290 | 8645
17292 | 8646
17294 | 8647
17296 | 8648
17298 | 8649
17300 | 8650
17302 | 8651
17304 | 8652
17306 | 8653
17308 | 8654
17310 | 8655
17312 | 8656
17314 | 8657
17316 | 8658
17318 | 8659
17320 | 8660
17322 | 8661
17324 | 8662
17326 | 8663
17328 | 8664
17330 | 8665
17332 | 8666
17334 | 8667
17336 | 8668
17338 | 8669
17340 | 8670
17342 | 8671
17344 | 8672
17346 | 8673
17348 | 8674
17350 | 8675
17352 | 8676
17354 | 8677
17356 | 8678
17358 | 8679
17360 | 8680
17362 | 8681
17364 | 8682
17366 | 8683
17368 | 8684
17370 | 8685
17372 | 8686
17374 | 8687
17376 | 8688
17378 | 8689
17380 | 8690
17382 | 8691
17384 | 8692
17386 | 8693
17388 | 8694
17390 | 8695
17392 | 8696
17394 | 8697
17396 | 8698
17398 | 8699
17400 | 8700
17402 | 8701
17404 | 8702
17406 | 8703
17408 | 8704
17410 | 8705
17412 | 8706
17414 | 8707
17416 | 8708
17418 | 8709
17420 | 8710
17422 | 8711
17424 | 8712
17426 | 8713
17428 | 8714
17430 | 8715
17432 | 8716
17434 | 8717
17436 | 8718
17438 | 8719
17440 | 8720
17442 | 8721
17444 | 8722
17446 | 8723
17448 | 8724
17450 | 8725
17452 | 8726
17454 | 8727
17456 | 8728
17458 | 8729
17460 | 8730
17462 | 8731
17464 | 8732
17466 | 8733
17468 | 8734
17470 | 8735
17472 | 8736
17474 | 8737
17476 | 8738
17478 | 8739
17480 | 8740
17482 | 8741
17484 | 8742
17486 | 8743
17488 | 8744
17490 | 8745
17492 | 8746
17494 | 8747
17496 | 8748
17498 | 8749
17500 | 8750
17502 | 8751
17504 | 8752
17506 | 8753
17508 | 8754
17510 | 8755
17512 | 8756
17514 | 8757
17516 | 8758
17518 | 8759
17520 | 8760

## FuelCO2Eq
| Notes: | Source from national greenhouse gas accounts factors 2024, needs divding by 1000 to match model units of tCO2e/GJ
| Description: | Greenhouse gas emissions per carbon content of fuel including scope 1 and 3 emissions. Non-metro scope 3 emission are used for gas. Emissions factors are provided for states where no new coal or gas is possible but these are ruled out in the model by sets which control where fuel sources are feasible. All hydrogen is assumed ot be green hydrogen and therefore zero emissions
| Table: | FuelEmissionFactor(FuelGenTech,Region)
| Units: | kgCO2e/GJ
USCBlack | NSW | 93.24
USCBlack | VIC | 93.24
USCBlack | QLD | 93.24
USCBlack | SA | 93.24
USCBlack | TAS | 93.24
USCBlackCCS | NSW | 93.24
USCBlackCCS | VIC | 93.24
USCBlackCCS | QLD | 93.24
USCBlackCCS | SA | 93.24
USCBlackCCS | TAS | 93.24
CCGTgas | NSW | 65.53
CCGTgas | VIC | 55.53
CCGTgas | QLD | 59.43
CCGTgas | SA | 62.13
CCGTgas | TAS | 62.13
OCGTgas | NSW | 65.53
OCGTgas | VIC | 55.53
OCGTgas | QLD | 59.43
OCGTgas | SA | 62.13
OCGTgas | TAS | 62.13
CCGTgasCCS | NSW | 65.53
CCGTgasCCS | VIC | 55.53
CCGTgasCCS | QLD | 59.43
CCGTgasCCS | SA | 62.13
CCGTgasCCS | TAS | 62.13
RecipGas | NSW | 65.53
RecipGas | VIC | 55.53
RecipGas | QLD | 59.43
RecipGas | SA | 62.13
RecipGas | TAS | 62.13

## FuelCost-low
Notes:
Description:
Table: | FuelPrice_AUDperGJ(GenTech)
Units: | $/GJ | $/GJ | $/GJ | $/GJ | $/GJ | $/GJ | $/GJ | $/GJ | $/GJ | $/GJ | $/GJ | $/GJ | $/GJ | $/GJ | $/GJ | $/GJ | $/GJ | $/GJ | $/GJ | $/GJ | $/GJ | $/GJ | $/GJ | $/GJ | $/GJ | $/GJ | $/GJ
| 2024 | 2025 | 2026 | 2027 | 2028 | 2029 | 2030 | 2031 | 2032 | 2033 | 2034 | 2035 | 2036 | 2037 | 2038 | 2039 | 2040 | 2041 | 2042 | 2043 | 2044 | 2045 | 2046 | 2047 | 2048 | 2049 | 2050
USCBlack | 3.0593 | 3.0743 | 3.0893 | 3.1042 | 3.1192 | 3.1342 | 3.1492 | 3.1283 | 3.1075 | 3.0867 | 3.0658 | 3.045 | 3.0242 | 3.0033 | 2.9825 | 2.9617 | 2.9408 | 2.9408 | 2.9408 | 2.9408 | 2.9408 | 2.9408 | 2.9408 | 2.9408 | 2.9408 | 2.9408 | 2.9408
USCBlackCCS | 3.0593 | 3.0743 | 3.0893 | 3.1042 | 3.1192 | 3.1342 | 3.1492 | 3.1283 | 3.1075 | 3.0867 | 3.0658 | 3.045 | 3.0242 | 3.0033 | 2.9825 | 2.9617 | 2.9408 | 2.9408 | 2.9408 | 2.9408 | 2.9408 | 2.9408 | 2.9408 | 2.9408 | 2.9408 | 2.9408 | 2.9408
CCGTgas | 13.5161 | 12.8352 | 12.1542 | 11.4733 | 10.7924 | 10.1115 | 9.4306 | 9.4102 | 9.3898 | 9.3694 | 9.349 | 9.3286 | 9.3082 | 9.2878 | 9.2674 | 9.247 | 9.2266 | 9.2266 | 9.2266 | 9.2266 | 9.2266 | 9.2266 | 9.2266 | 9.2266 | 9.2266 | 9.2266 | 9.2266
OCGTgas | 13.5161 | 12.8352 | 12.1542 | 11.4733 | 10.7924 | 10.1115 | 9.4306 | 9.4102 | 9.3898 | 9.3694 | 9.349 | 9.3286 | 9.3082 | 9.2878 | 9.2674 | 9.247 | 9.2266 | 9.2266 | 9.2266 | 9.2266 | 9.2266 | 9.2266 | 9.2266 | 9.2266 | 9.2266 | 9.2266 | 9.2266
CCGTgasCCS | 13.5161 | 12.8352 | 12.1542 | 11.4733 | 10.7924 | 10.1115 | 9.4306 | 9.4102 | 9.3898 | 9.3694 | 9.349 | 9.3286 | 9.3082 | 9.2878 | 9.2674 | 9.247 | 9.2266 | 9.2266 | 9.2266 | 9.2266 | 9.2266 | 9.2266 | 9.2266 | 9.2266 | 9.2266 | 9.2266 | 9.2266
RecipGas | 13.5161 | 12.8352 | 12.1542 | 11.4733 | 10.7924 | 10.1115 | 9.4306 | 9.4102 | 9.3898 | 9.3694 | 9.349 | 9.3286 | 9.3082 | 9.2878 | 9.2674 | 9.247 | 9.2266 | 9.2266 | 9.2266 | 9.2266 | 9.2266 | 9.2266 | 9.2266 | 9.2266 | 9.2266 | 9.2266 | 9.2266
RecipH2 | 40.7246 | 40.2236 | 39.7226 | 39.2216 | 38.7207 | 38.2197 | 37.7187 | 37.0446 | 36.3706 | 35.6965 | 35.0225 | 34.3484 | 33.6744 | 33.0003 | 32.3263 | 31.6522 | 30.9781 | 30.7282 | 30.4783 | 30.2284 | 29.9784 | 29.7285 | 29.4786 | 29.2286 | 28.9787 | 28.7288 | 28.4789
SolLargePV | 0 | 0 | 0 | 0 | 0 | 0 | 0 | 0 | 0 | 0 | 0 | 0 | 0 | 0 | 0 | 0 | 0 | 0 | 0 | 0 | 0 | 0 | 0 | 0 | 0 | 0 | 0
WindOn | 0 | 0 | 0 | 0 | 0 | 0 | 0 | 0 | 0 | 0 | 0 | 0 | 0 | 0 | 0 | 0 | 0 | 0 | 0 | 0 | 0 | 0 | 0 | 0 | 0 | 0 | 0
WindOffFix | 0 | 0 | 0 | 0 | 0 | 0 | 0 | 0 | 0 | 0 | 0 | 0 | 0 | 0 | 0 | 0 | 0 | 0 | 0 | 0 | 0 | 0 | 0 | 0 | 0 | 0 | 0
WindOffFloat | 0 | 0 | 0 | 0 | 0 | 0 | 0 | 0 | 0 | 0 | 0 | 0 | 0 | 0 | 0 | 0 | 0 | 0 | 0 | 0 | 0 | 0 | 0 | 0 | 0 | 0 | 0
NucSMR | 1.0929 | 1.0435 | 0.99405 | 0.94464 | 0.89524 | 0.84583 | 0.79643 | 0.76679 | 0.73714 | 0.7075 | 0.67786 | 0.64821 | 0.61857 | 0.58893 | 0.55929 | 0.52964 | 0.5 | 0.5 | 0.5 | 0.5 | 0.5 | 0.5 | 0.5 | 0.5 | 0.5 | 0.5 | 0.5
NucLarge | 1.0929 | 1.0435 | 0.99405 | 0.94464 | 0.89524 | 0.84583 | 0.79643 | 0.76679 | 0.73714 | 0.7075 | 0.67786 | 0.64821 | 0.61857 | 0.58893 | 0.55929 | 0.52964 | 0.5 | 0.5 | 0.5 | 0.5 | 0.5 | 0.5 | 0.5 | 0.5 | 0.5 | 0.5 | 0.5

## FuelCost-high
Notes:
Description:
Table: | FuelPrice_AUDperGJ
Units: | $/GJ | $/GJ | $/GJ | $/GJ | $/GJ | $/GJ | $/GJ | $/GJ | $/GJ | $/GJ | $/GJ | $/GJ | $/GJ | $/GJ | $/GJ | $/GJ | $/GJ | $/GJ | $/GJ | $/GJ | $/GJ | $/GJ | $/GJ | $/GJ | $/GJ | $/GJ | $/GJ
| 2024 | 2025 | 2026 | 2027 | 2028 | 2029 | 2030 | 2031 | 2032 | 2033 | 2034 | 2035 | 2036 | 2037 | 2038 | 2039 | 2040 | 2041 | 2042 | 2043 | 2044 | 2045 | 2046 | 2047 | 2048 | 2049 | 2050
USCBlack | 4.5511 | 4.7059 | 4.8607 | 5.0155 | 5.1704 | 5.3252 | 5.48 | 5.389 | 5.298 | 5.207 | 5.116 | 5.025 | 4.934 | 4.843 | 4.752 | 4.661 | 4.57 | 4.57 | 4.57 | 4.57 | 4.57 | 4.57 | 4.57 | 4.57 | 4.57 | 4.57 | 4.57
USCBlackCCS | 4.5511 | 4.7059 | 4.8607 | 5.0155 | 5.1704 | 5.3252 | 5.48 | 5.389 | 5.298 | 5.207 | 5.116 | 5.025 | 4.934 | 4.843 | 4.752 | 4.661 | 4.57 | 4.57 | 4.57 | 4.57 | 4.57 | 4.57 | 4.57 | 4.57 | 4.57 | 4.57 | 4.57
CCGTgas | 19.7997 | 19.2546 | 18.7095 | 18.1644 | 17.6192 | 17.0741 | 16.529 | 16.4856 | 16.4423 | 16.3989 | 16.3556 | 16.3123 | 16.2689 | 16.2256 | 16.1822 | 16.1389 | 16.0955 | 16.0955 | 16.0955 | 16.0955 | 16.0955 | 16.0955 | 16.0955 | 16.0955 | 16.0955 | 16.0955 | 16.0955
OCGTgas | 19.7997 | 19.2546 | 18.7095 | 18.1644 | 17.6192 | 17.0741 | 16.529 | 16.4856 | 16.4423 | 16.3989 | 16.3556 | 16.3123 | 16.2689 | 16.2256 | 16.1822 | 16.1389 | 16.0955 | 16.0955 | 16.0955 | 16.0955 | 16.0955 | 16.0955 | 16.0955 | 16.0955 | 16.0955 | 16.0955 | 16.0955
CCGTgasCCS | 19.7997 | 19.2546 | 18.7095 | 18.1644 | 17.6192 | 17.0741 | 16.529 | 16.4856 | 16.4423 | 16.3989 | 16.3556 | 16.3123 | 16.2689 | 16.2256 | 16.1822 | 16.1389 | 16.0955 | 16.0955 | 16.0955 | 16.0955 | 16.0955 | 16.0955 | 16.0955 | 16.0955 | 16.0955 | 16.0955 | 16.0955
RecipGas | 19.7997 | 19.2546 | 18.7095 | 18.1644 | 17.6192 | 17.0741 | 16.529 | 16.4856 | 16.4423 | 16.3989 | 16.3556 | 16.3123 | 16.2689 | 16.2256 | 16.1822 | 16.1389 | 16.0955 | 16.0955 | 16.0955 | 16.0955 | 16.0955 | 16.0955 | 16.0955 | 16.0955 | 16.0955 | 16.0955 | 16.0955
RecipH2 | 41.9018 | 41.7271 | 41.5523 | 41.3775 | 41.2027 | 41.0279 | 40.8532 | 40.4254 | 39.9976 | 39.5697 | 39.1419 | 38.7141 | 38.2863 | 37.8585 | 37.4307 | 37.0029 | 36.5751 | 36.498 | 36.4208 | 36.3437 | 36.2665 | 36.1894 | 36.1122 | 36.035 | 35.9579 | 35.8807 | 35.8036
SolLargePV | 0 | 0 | 0 | 0 | 0 | 0 | 0 | 0 | 0 | 0 | 0 | 0 | 0 | 0 | 0 | 0 | 0 | 0 | 0 | 0 | 0 | 0 | 0 | 0 | 0 | 0 | 0
WindOn | 0 | 0 | 0 | 0 | 0 | 0 | 0 | 0 | 0 | 0 | 0 | 0 | 0 | 0 | 0 | 0 | 0 | 0 | 0 | 0 | 0 | 0 | 0 | 0 | 0 | 0 | 0
WindOffFix | 0 | 0 | 0 | 0 | 0 | 0 | 0 | 0 | 0 | 0 | 0 | 0 | 0 | 0 | 0 | 0 | 0 | 0 | 0 | 0 | 0 | 0 | 0 | 0 | 0 | 0 | 0
WindOffFloat | 0 | 0 | 0 | 0 | 0 | 0 | 0 | 0 | 0 | 0 | 0 | 0 | 0 | 0 | 0 | 0 | 0 | 0 | 0 | 0 | 0 | 0 | 0 | 0 | 0 | 0 | 0
NucSMR | 1.3357 | 1.2827 | 1.2298 | 1.1768 | 1.1238 | 1.0708 | 1.0179 | 0.98607 | 0.95429 | 0.9225 | 0.89071 | 0.85893 | 0.82714 | 0.79536 | 0.76357 | 0.73179 | 0.7 | 0.7 | 0.7 | 0.7 | 0.7 | 0.7 | 0.7 | 0.7 | 0.7 | 0.7 | 0.7
NucLarge | 1.3357 | 1.2827 | 1.2298 | 1.1768 | 1.1238 | 1.0708 | 1.0179 | 0.98607 | 0.95429 | 0.9225 | 0.89071 | 0.85893 | 0.82714 | 0.79536 | 0.76357 | 0.73179 | 0.7 | 0.7 | 0.7 | 0.7 | 0.7 | 0.7 | 0.7 | 0.7 | 0.7 | 0.7 | 0.7

## FuelCost_average
Notes:
Description:
Table: | FuelPrice(FuelGenTech)
Units: | $/GJ | $/GJ | $/GJ | $/GJ | $/GJ | $/GJ | $/GJ | $/GJ | $/GJ | $/GJ | $/GJ | $/GJ | $/GJ | $/GJ | $/GJ | $/GJ | $/GJ | $/GJ | $/GJ | $/GJ | $/GJ | $/GJ | $/GJ | $/GJ | $/GJ | $/GJ | $/GJ
| 2024 | 2025 | 2026 | 2027 | 2028 | 2029 | 2030 | 2031 | 2032 | 2033 | 2034 | 2035 | 2036 | 2037 | 2038 | 2039 | 2040 | 2041 | 2042 | 2043 | 2044 | 2045 | 2046 | 2047 | 2048 | 2049 | 2050
USCBlack | 3.8052 | 3.8901 | 3.975 | 4.0599 | 4.1448 | 4.2297 | 4.3146 | 4.2587 | 4.2027 | 4.1468 | 4.0909 | 4.035 | 3.9791 | 3.9232 | 3.8673 | 3.8113 | 3.7554 | 3.7554 | 3.7554 | 3.7554 | 3.7554 | 3.7554 | 3.7554 | 3.7554 | 3.7554 | 3.7554 | 3.7554
USCBlackCCS | 3.8052 | 3.8901 | 3.975 | 4.0599 | 4.1448 | 4.2297 | 4.3146 | 4.2587 | 4.2027 | 4.1468 | 4.0909 | 4.035 | 3.9791 | 3.9232 | 3.8673 | 3.8113 | 3.7554 | 3.7554 | 3.7554 | 3.7554 | 3.7554 | 3.7554 | 3.7554 | 3.7554 | 3.7554 | 3.7554 | 3.7554
CCGTgas | 16.6579 | 16.0449 | 15.4319 | 14.8188 | 14.2058 | 13.5928 | 12.9798 | 12.9479 | 12.916 | 12.8842 | 12.8523 | 12.8204 | 12.7886 | 12.7567 | 12.7248 | 12.6929 | 12.6611 | 12.6611 | 12.6611 | 12.6611 | 12.6611 | 12.6611 | 12.6611 | 12.6611 | 12.6611 | 12.6611 | 12.6611
OCGTgas | 16.6579 | 16.0449 | 15.4319 | 14.8188 | 14.2058 | 13.5928 | 12.9798 | 12.9479 | 12.916 | 12.8842 | 12.8523 | 12.8204 | 12.7886 | 12.7567 | 12.7248 | 12.6929 | 12.6611 | 12.6611 | 12.6611 | 12.6611 | 12.6611 | 12.6611 | 12.6611 | 12.6611 | 12.6611 | 12.6611 | 12.6611
CCGTgasCCS | 16.6579 | 16.0449 | 15.4319 | 14.8188 | 14.2058 | 13.5928 | 12.9798 | 12.9479 | 12.916 | 12.8842 | 12.8523 | 12.8204 | 12.7886 | 12.7567 | 12.7248 | 12.6929 | 12.6611 | 12.6611 | 12.6611 | 12.6611 | 12.6611 | 12.6611 | 12.6611 | 12.6611 | 12.6611 | 12.6611 | 12.6611
RecipGas | 16.6579 | 16.0449 | 15.4319 | 14.8188 | 14.2058 | 13.5928 | 12.9798 | 12.9479 | 12.916 | 12.8842 | 12.8523 | 12.8204 | 12.7886 | 12.7567 | 12.7248 | 12.6929 | 12.6611 | 12.6611 | 12.6611 | 12.6611 | 12.6611 | 12.6611 | 12.6611 | 12.6611 | 12.6611 | 12.6611 | 12.6611
RecipH2 | 41.3132 | 40.9753 | 40.6375 | 40.2996 | 39.9617 | 39.6238 | 39.2859 | 38.735 | 38.1841 | 37.6331 | 37.0822 | 36.5313 | 35.9804 | 35.4294 | 34.8785 | 34.3276 | 33.7766 | 33.6131 | 33.4496 | 33.286 | 33.1225 | 32.9589 | 32.7954 | 32.6318 | 32.4683 | 32.3048 | 32.1412
SolLargePV | 0 | 0 | 0 | 0 | 0 | 0 | 0 | 0 | 0 | 0 | 0 | 0 | 0 | 0 | 0 | 0 | 0 | 0 | 0 | 0 | 0 | 0 | 0 | 0 | 0 | 0 | 0
WindOn | 0 | 0 | 0 | 0 | 0 | 0 | 0 | 0 | 0 | 0 | 0 | 0 | 0 | 0 | 0 | 0 | 0 | 0 | 0 | 0 | 0 | 0 | 0 | 0 | 0 | 0 | 0
WindOffFix | 0 | 0 | 0 | 0 | 0 | 0 | 0 | 0 | 0 | 0 | 0 | 0 | 0 | 0 | 0 | 0 | 0 | 0 | 0 | 0 | 0 | 0 | 0 | 0 | 0 | 0 | 0
WindOffFloat | 0 | 0 | 0 | 0 | 0 | 0 | 0 | 0 | 0 | 0 | 0 | 0 | 0 | 0 | 0 | 0 | 0 | 0 | 0 | 0 | 0 | 0 | 0 | 0 | 0 | 0 | 0
NucSMR | 1.2143 | 1.1631 | 1.1119 | 1.0607 | 1.0095 | 0.95833 | 0.90714 | 0.87643 | 0.84571 | 0.815 | 0.78429 | 0.75357 | 0.72286 | 0.69214 | 0.66143 | 0.63071 | 0.6 | 0.6 | 0.6 | 0.6 | 0.6 | 0.6 | 0.6 | 0.6 | 0.6 | 0.6 | 0.6
NucLarge | 1.2143 | 1.1631 | 1.1119 | 1.0607 | 1.0095 | 0.95833 | 0.90714 | 0.87643 | 0.84571 | 0.815 | 0.78429 | 0.75357 | 0.72286 | 0.69214 | 0.66143 | 0.63071 | 0.6 | 0.6 | 0.6 | 0.6 | 0.6 | 0.6 | 0.6 | 0.6 | 0.6 | 0.6 | 0.6

## TranCap15Region
Notes: Source: Network capability sheet in Input and Assumptions workbook, Summer typical. Capacity differs by direction of flow.
Description:
| Table: | TxCapExisting(Region,RegionD)
| Units: | MW
NQ | CQ | 1440
CQ | NQ | 1200
CQ | GG | 700
GG | CQ | 750
SQ | CQ | 1100
CQ | SQ | 2100
SQ | NNSW | 1600
NNSW | SQ | 1000
CNSW | NNSW | 910
NNSW | CNSW | 930
CNSW | SNW | 7030
SNW | CNSW | 7030
SNSW | CNSW | 4900
CNSW | SNSW | 4520
SNSW | CSA | 800
CSA | SNSW | 800
WNV | SNSW | 1000
SNSW | WNV | 400
MEL | WNV | 3695
WNV | MEL | 5575
SEV | MEL | 8170
MEL | SEV | 8170
WNV | SESA | 650
SESA | WNV | 650
WNV | CSA | 220
CSA | WNV | 200
SNSW | CSA | 650
CSA | SNSW | 650
SESA | CSA | 750
CSA | SESA | 790
CSA | NSA | 1070
NSA | CSA | 1150
TAS | SEV | 594
SEV | TAS | 478

## TxCost15Region
Notes: See sheet TxCost_working
Description:
| Table: | TxCapCost(Region,RegionD)
| Unit: | $/MW
|  | 2025 | 2026 | 2027 | 2028 | 2029 | 2030 | 2031 | 2032 | 2033 | 2034 | 2035 | 2036 | 2037 | 2038 | 2039 | 2040 | 2041 | 2042 | 2043 | 2044 | 2045 | 2046 | 2047 | 2048 | 2049 | 2050 | 2051 | 2052 | 2053 | 2054 | 2055
NQ | CQ | 1379845.6112 | 1401864.1988 | 1418544.1598 | 1434121.4474 | 1451703.6774 | 1476490.7703 | 1494783.6317 | 1509782.1593 | 1528475.5725 | 1547526.6869 | 1564786.0687 | 1579774.0747 | 1595347.8087 | 1611165.7651 | 1627207.2092 | 1643651.6307 | 1660578.1399 | 1677791.2949 | 1695476.6786 | 1713450.27 | 1731912.412 | 1750869.8299 | 1770330.1004 | 1790108.7438 | 1810406.4716 | 1831231.6251 | 1852400.9156 | 1874308.4244 | 1896578.8167 | 1919414.9966 | 1919414.9966
CQ | NQ | 1379845.6112 | 1401864.1988 | 1418544.1598 | 1434121.4474 | 1451703.6774 | 1476490.7703 | 1494783.6317 | 1509782.1593 | 1528475.5725 | 1547526.6869 | 1564786.0687 | 1579774.0747 | 1595347.8087 | 1611165.7651 | 1627207.2092 | 1643651.6307 | 1660578.1399 | 1677791.2949 | 1695476.6786 | 1713450.27 | 1731912.412 | 1750869.8299 | 1770330.1004 | 1790108.7438 | 1810406.4716 | 1831231.6251 | 1852400.9156 | 1874308.4244 | 1896578.8167 | 1919414.9966 | 1919414.9966
CQ | GG | 644236.6785 | 650401.7031 | 657136.3094 | 663825.2443 | 671318.0467 | 681903.159 | 689502.2524 | 695678.1475 | 703269.4758 | 711300.0853 | 718156.1322 | 723688.2241 | 729221.5233 | 734869.2846 | 740536.1747 | 746316.0289 | 752123.261 | 758245.7505 | 764200.95 | 770373.9976 | 776669.2223 | 783086.8373 | 789531.0272 | 796098.2686 | 802788.9415 | 809603.3842 | 816445.836 | 823412.8852 | 830504.8856 | 837722.3591 | 837722.3591
GG | CQ | 644236.6785 | 650401.7031 | 657136.3094 | 663825.2443 | 671318.0467 | 681903.159 | 689502.2524 | 695678.1475 | 703269.4758 | 711300.0853 | 718156.1322 | 723688.2241 | 729221.5233 | 734869.2846 | 740536.1747 | 746316.0289 | 752123.261 | 758245.7505 | 764200.95 | 770373.9976 | 776669.2223 | 783086.8373 | 789531.0272 | 796098.2686 | 802788.9415 | 809603.3842 | 816445.836 | 823412.8852 | 830504.8856 | 837722.3591 | 837722.3591
SQ | CQ | 1245233.6426 | 1255558.3579 | 1267745.033 | 1280130.8841 | 1293091.6329 | 1312495.5551 | 1327358.3764 | 1338899.0724 | 1353306.8617 | 1368134.3556 | 1381595.025 | 1392828.3814 | 1404067.7388 | 1415492.5443 | 1427119.3508 | 1438918.3722 | 1450978.2697 | 1463297.0453 | 1475862.6019 | 1488681.4167 | 1501759.4832 | 1515101.0098 | 1528711.0553 | 1542594.7794 | 1556757.8811 | 1571205.7657 | 1585944.5151 | 1600980.5063 | 1616319.7696 | 1631969.6432 | 1631969.6432
CQ | SQ | 1245233.6426 | 1255558.3579 | 1267745.033 | 1280130.8841 | 1293091.6329 | 1312495.5551 | 1327358.3764 | 1338899.0724 | 1353306.8617 | 1368134.3556 | 1381595.025 | 1392828.3814 | 1404067.7388 | 1415492.5443 | 1427119.3508 | 1438918.3722 | 1450978.2697 | 1463297.0453 | 1475862.6019 | 1488681.4167 | 1501759.4832 | 1515101.0098 | 1528711.0553 | 1542594.7794 | 1556757.8811 | 1571205.7657 | 1585944.5151 | 1600980.5063 | 1616319.7696 | 1631969.6432 | 1631969.6432
SQ | NNSW | 2429557.6765 | 2469871.1212 | 2501582.5914 | 2532193.7992 | 2565874.5423 | 2611808.1286 | 2646638.2977 | 2676074.9563 | 2711856.6056 | 2748545.5075 | 2781955.5495 | 2811972.1307 | 2842595.081 | 2873832.5343 | 2905891.9717 | 2938656.9494 | 2972326.0521 | 3006788.7905 | 3042154.185 | 3078324.654 | 3115160.3441 | 3153202.6799 | 3192465.1303 | 3232321.4678 | 3273162.1541 | 3315266.7034 | 3358386.5112 | 3402538.2672 | 3447738.6952 | 3494381.9215 | 3494381.9215
NNSW | SQ | 2429557.6765 | 2469871.1212 | 2501582.5914 | 2532193.7992 | 2565874.5423 | 2611808.1286 | 2646638.2977 | 2676074.9563 | 2711856.6056 | 2748545.5075 | 2781955.5495 | 2811972.1307 | 2842595.081 | 2873832.5343 | 2905891.9717 | 2938656.9494 | 2972326.0521 | 3006788.7905 | 3042154.185 | 3078324.654 | 3115160.3441 | 3153202.6799 | 3192465.1303 | 3232321.4678 | 3273162.1541 | 3315266.7034 | 3358386.5112 | 3402538.2672 | 3447738.6952 | 3494381.9215 | 3494381.9215
CNSW | NNSW | 1408133.6692 | 1417058.3077 | 1431968.6354 | 1439242.7058 | 1458446.4888 | 1484241.7044 | 1492992.5853 | 1501001.1955 | 1513121.1951 | 1525783.562 | 1537322.5 | 1546021.5248 | 1555253.767 | 1564894.1698 | 1574708.4615 | 1584755.0919 | 1595153.0275 | 1605865.3567 | 1616880.5894 | 1628203.7995 | 1639839.7949 | 1651791.574 | 1664063.0657 | 1676658.3729 | 1689582.1373 | 1702838.734 | 1716433.3495 | 1730371.4507 | 1744658.1955 | 1759300.1426 | 1759300.1426
NNSW | CNSW | 1408133.6692 | 1417058.3077 | 1431968.6354 | 1439242.7058 | 1458446.4888 | 1484241.7044 | 1492992.5853 | 1501001.1955 | 1513121.1951 | 1525783.562 | 1537322.5 | 1546021.5248 | 1555253.767 | 1564894.1698 | 1574708.4615 | 1584755.0919 | 1595153.0275 | 1605865.3567 | 1616880.5894 | 1628203.7995 | 1639839.7949 | 1651791.574 | 1664063.0657 | 1676658.3729 | 1689582.1373 | 1702838.734 | 1716433.3495 | 1730371.4507 | 1744658.1955 | 1759300.1426 | 1759300.1426
CNSW | SNW | 506230.4356 | 512804.9404 | 518891.077 | 524977.3499 | 531560.5428 | 540606.2262 | 547509.8939 | 553294.8746 | 560320.7541 | 567463.7409 | 573987.551 | 579715.1266 | 585432.2174 | 591299.616 | 597352.5081 | 603415.7089 | 609659.0697 | 616087.1868 | 622748.8215 | 629426.1987 | 636264.8831 | 643308.5484 | 650524.5484 | 657984.4756 | 665525.0244 | 673333.7165 | 681208.1738 | 689417.2692 | 697732.0186 | 706194.5642 | 706194.5642
SNW | CNSW | 506230.4356 | 512804.9404 | 518891.077 | 524977.3499 | 531560.5428 | 540606.2262 | 547509.8939 | 553294.8746 | 560320.7541 | 567463.7409 | 573987.551 | 579715.1266 | 585432.2174 | 591299.616 | 597352.5081 | 603415.7089 | 609659.0697 | 616087.1868 | 622748.8215 | 629426.1987 | 636264.8831 | 643308.5484 | 650524.5484 | 657984.4756 | 665525.0244 | 673333.7165 | 681208.1738 | 689417.2692 | 697732.0186 | 706194.5642 | 706194.5642
SNSW | CNSW | 1201866.9863 | 1213832.4622 | 1228319.2085 | 1238179.6422 | 1255579.7192 | 1278647.7189 | 1289922.4798 | 1300067.9229 | 1313603.5484 | 1327615.1258 | 1340500.2366 | 1351115.6384 | 1362217.3071 | 1373696.8616 | 1385414.361 | 1397406.3911 | 1409773.23 | 1422494.3303 | 1435563.56 | 1448989.777 | 1462781.7897 | 1476946.9342 | 1491493.5698 | 1506430.3936 | 1521766.7595 | 1537511.9904 | 1553676.2895 | 1570270.3715 | 1587304.8245 | 1604791.7756 | 1604791.7756
CNSW | SNSW | 1201866.9863 | 1213832.4622 | 1228319.2085 | 1238179.6422 | 1255579.7192 | 1278647.7189 | 1289922.4798 | 1300067.9229 | 1313603.5484 | 1327615.1258 | 1340500.2366 | 1351115.6384 | 1362217.3071 | 1373696.8616 | 1385414.361 | 1397406.3911 | 1409773.23 | 1422494.3303 | 1435563.56 | 1448989.777 | 1462781.7897 | 1476946.9342 | 1491493.5698 | 1506430.3936 | 1521766.7595 | 1537511.9904 | 1553676.2895 | 1570270.3715 | 1587304.8245 | 1604791.7756 | 1604791.7756
SNSW | CSA | 1761583.8614 | 1783846.4125 | 1805845.1387 | 1823846.5695 | 1849099.8228 | 1882710.9924 | 1903896.6605 | 1922612.4574 | 1945840.0592 | 1969215.9049 | 1991252.995 | 2010992.4843 | 2031272.6406 | 2051756.6019 | 2073167.4836 | 2095012.6913 | 2117112.4477 | 2140501.3092 | 2164286.6221 | 2188273.0389 | 2213550.331 | 2239423.4716 | 2265557.5771 | 2293069.7922 | 2321266.1261 | 2350226.7995 | 2379474.6936 | 2410192.9839 | 2441796.8894 | 2474183.2392 | 2474183.2392
CSA | SNSW | 1761583.8614 | 1783846.4125 | 1805845.1387 | 1823846.5695 | 1849099.8228 | 1882710.9924 | 1903896.6605 | 1922612.4574 | 1945840.0592 | 1969215.9049 | 1991252.995 | 2010992.4843 | 2031272.6406 | 2051756.6019 | 2073167.4836 | 2095012.6913 | 2117112.4477 | 2140501.3092 | 2164286.6221 | 2188273.0389 | 2213550.331 | 2239423.4716 | 2265557.5771 | 2293069.7922 | 2321266.1261 | 2350226.7995 | 2379474.6936 | 2410192.9839 | 2441796.8894 | 2474183.2392 | 2474183.2392
WNV | SNSW | 3966137.5661 | 4021164.0212 | 4087301.5873 | 4152380.9524 | 4223809.5238 | 4314814.8148 | 4388359.7884 | 4453968.254 | 4531216.9312 | 4610582.0106 | 4686772.4868 | 4758730.1587 | 4833862.4339 | 4911640.2116 | 4991534.3915 | 5074074.0741 | 5159259.2593 | 5247619.0476 | 5339153.4392 | 5433333.3333 | 5531216.9312 | 5632275.1323 | 5736507.9365 | 5844973.545 | 5957142.8571 | 6073015.873 | 6193121.6931 | 6317989.418 | 6446560.8466 | 6580423.2804 | 6580423.2804
SNSW | WNV | 3966137.5661 | 4021164.0212 | 4087301.5873 | 4152380.9524 | 4223809.5238 | 4314814.8148 | 4388359.7884 | 4453968.254 | 4531216.9312 | 4610582.0106 | 4686772.4868 | 4758730.1587 | 4833862.4339 | 4911640.2116 | 4991534.3915 | 5074074.0741 | 5159259.2593 | 5247619.0476 | 5339153.4392 | 5433333.3333 | 5531216.9312 | 5632275.1323 | 5736507.9365 | 5844973.545 | 5957142.8571 | 6073015.873 | 6193121.6931 | 6317989.418 | 6446560.8466 | 6580423.2804 | 6580423.2804
MEL | WNV | 188750 | 188750 | 190000 | 191875 | 192500 | 195625 | 197500 | 198750 | 200625 | 202500 | 203750 | 205625 | 206875 | 208750 | 209375 | 210625 | 212500 | 214375 | 215625 | 217500 | 218750 | 220000 | 221875 | 223750 | 225000 | 226875 | 228750 | 230625 | 232500 | 234375 | 234375
WNV | MEL | 188750 | 188750 | 190000 | 191875 | 192500 | 195625 | 197500 | 198750 | 200625 | 202500 | 203750 | 205625 | 206875 | 208750 | 209375 | 210625 | 212500 | 214375 | 215625 | 217500 | 218750 | 220000 | 221875 | 223750 | 225000 | 226875 | 228750 | 230625 | 232500 | 234375 | 234375
SEV | MEL | 1761583.8614 | 1783846.4125 | 1805845.1387 | 1823846.5695 | 1849099.8228 | 1882710.9924 | 1903896.6605 | 1922612.4574 | 1945840.0592 | 1969215.9049 | 1991252.995 | 2010992.4843 | 2031272.6406 | 2051756.6019 | 2073167.4836 | 2095012.6913 | 2117112.4477 | 2140501.3092 | 2164286.6221 | 2188273.0389 | 2213550.331 | 2239423.4716 | 2265557.5771 | 2293069.7922 | 2321266.1261 | 2350226.7995 | 2379474.6936 | 2410192.9839 | 2441796.8894 | 2474183.2392 | 2474183.2392
MEL | SEV | 1761583.8614 | 1783846.4125 | 1805845.1387 | 1823846.5695 | 1849099.8228 | 1882710.9924 | 1903896.6605 | 1922612.4574 | 1945840.0592 | 1969215.9049 | 1991252.995 | 2010992.4843 | 2031272.6406 | 2051756.6019 | 2073167.4836 | 2095012.6913 | 2117112.4477 | 2140501.3092 | 2164286.6221 | 2188273.0389 | 2213550.331 | 2239423.4716 | 2265557.5771 | 2293069.7922 | 2321266.1261 | 2350226.7995 | 2379474.6936 | 2410192.9839 | 2441796.8894 | 2474183.2392 | 2474183.2392
WNV | SESA | 666666.6667 | 666666.6667 | 675000 | 675000 | 683333.3333 | 691666.6667 | 700000 | 708333.3333 | 716666.6667 | 716666.6667 | 725000 | 733333.3333 | 741666.6667 | 741666.6667 | 750000 | 758333.3333 | 758333.3333 | 766666.6667 | 775000 | 775000 | 783333.3333 | 791666.6667 | 791666.6667 | 800000 | 808333.3333 | 816666.6667 | 816666.6667 | 825000 | 833333.3333 | 841666.6667 | 841666.6667
SESA | WNV | 666666.6667 | 666666.6667 | 675000 | 675000 | 683333.3333 | 691666.6667 | 700000 | 708333.3333 | 716666.6667 | 716666.6667 | 725000 | 733333.3333 | 741666.6667 | 741666.6667 | 750000 | 758333.3333 | 758333.3333 | 766666.6667 | 775000 | 775000 | 783333.3333 | 791666.6667 | 791666.6667 | 800000 | 808333.3333 | 816666.6667 | 816666.6667 | 825000 | 833333.3333 | 841666.6667 | 841666.6667
WNV | CSA | 1761583.8614 | 1783846.4125 | 1805845.1387 | 1823846.5695 | 1849099.8228 | 1882710.9924 | 1903896.6605 | 1922612.4574 | 1945840.0592 | 1969215.9049 | 1991252.995 | 2010992.4843 | 2031272.6406 | 2051756.6019 | 2073167.4836 | 2095012.6913 | 2117112.4477 | 2140501.3092 | 2164286.6221 | 2188273.0389 | 2213550.331 | 2239423.4716 | 2265557.5771 | 2293069.7922 | 2321266.1261 | 2350226.7995 | 2379474.6936 | 2410192.9839 | 2441796.8894 | 2474183.2392 | 2474183.2392
CSA | WNV | 1761583.8614 | 1783846.4125 | 1805845.1387 | 1823846.5695 | 1849099.8228 | 1882710.9924 | 1903896.6605 | 1922612.4574 | 1945840.0592 | 1969215.9049 | 1991252.995 | 2010992.4843 | 2031272.6406 | 2051756.6019 | 2073167.4836 | 2095012.6913 | 2117112.4477 | 2140501.3092 | 2164286.6221 | 2188273.0389 | 2213550.331 | 2239423.4716 | 2265557.5771 | 2293069.7922 | 2321266.1261 | 2350226.7995 | 2379474.6936 | 2410192.9839 | 2441796.8894 | 2474183.2392 | 2474183.2392
SNSW | CSA | 1761583.8614 | 1783846.4125 | 1805845.1387 | 1823846.5695 | 1849099.8228 | 1882710.9924 | 1903896.6605 | 1922612.4574 | 1945840.0592 | 1969215.9049 | 1991252.995 | 2010992.4843 | 2031272.6406 | 2051756.6019 | 2073167.4836 | 2095012.6913 | 2117112.4477 | 2140501.3092 | 2164286.6221 | 2188273.0389 | 2213550.331 | 2239423.4716 | 2265557.5771 | 2293069.7922 | 2321266.1261 | 2350226.7995 | 2379474.6936 | 2410192.9839 | 2441796.8894 | 2474183.2392 | 2474183.2392
CSA | SNSW | 1761583.8614 | 1783846.4125 | 1805845.1387 | 1823846.5695 | 1849099.8228 | 1882710.9924 | 1903896.6605 | 1922612.4574 | 1945840.0592 | 1969215.9049 | 1991252.995 | 2010992.4843 | 2031272.6406 | 2051756.6019 | 2073167.4836 | 2095012.6913 | 2117112.4477 | 2140501.3092 | 2164286.6221 | 2188273.0389 | 2213550.331 | 2239423.4716 | 2265557.5771 | 2293069.7922 | 2321266.1261 | 2350226.7995 | 2379474.6936 | 2410192.9839 | 2441796.8894 | 2474183.2392 | 2474183.2392
SESA | CSA | 2160653.136 | 2179956.8997 | 2208621.7133 | 2234345.7922 | 2268900.568 | 2313244.7903 | 2341973.5574 | 2367989.0188 | 2397701.925 | 2430284.7983 | 2461104.1053 | 2489665.5115 | 2517372.5451 | 2548008.9957 | 2579330.6988 | 2609294.5682 | 2642244.312 | 2676079.0066 | 2708714.982 | 2744344.7113 | 2780910.8825 | 2816354.0955 | 2854866.8824 | 2894392.9214 | 2934960.6246 | 2974515.328 | 3017254.2999 | 3061126.0616 | 3106162.5911 | 3150315.6639 | 3150315.6639
CSA | SESA | 2160653.136 | 2179956.8997 | 2208621.7133 | 2234345.7922 | 2268900.568 | 2313244.7903 | 2341973.5574 | 2367989.0188 | 2397701.925 | 2430284.7983 | 2461104.1053 | 2489665.5115 | 2517372.5451 | 2548008.9957 | 2579330.6988 | 2609294.5682 | 2642244.312 | 2676079.0066 | 2708714.982 | 2744344.7113 | 2780910.8825 | 2816354.0955 | 2854866.8824 | 2894392.9214 | 2934960.6246 | 2974515.328 | 3017254.2999 | 3061126.0616 | 3106162.5911 | 3150315.6639 | 3150315.6639
CSA | NSA | 1859278.1292 | 1876741.3496 | 1899543.1552 | 1921732.586 | 1946179.6214 | 1980365.0332 | 2006115.7237 | 2027456.3445 | 2053756.2331 | 2080737.557 | 2105359.28 | 2127766.5254 | 2150632.2392 | 2174185.8416 | 2198040.4926 | 2222384.5051 | 2247533.8659 | 2273207.5439 | 2299678.6137 | 2326588.0138 | 2354221.8933 | 2382568.4894 | 2411546.8525 | 2441260.9976 | 2471700.1215 | 2502883.6066 | 2534882.7669 | 2567802.4702 | 2601298.919 | 2635826.0957 | 2635826.0957
NSA | CSA | 1859278.1292 | 1876741.3496 | 1899543.1552 | 1921732.586 | 1946179.6214 | 1980365.0332 | 2006115.7237 | 2027456.3445 | 2053756.2331 | 2080737.557 | 2105359.28 | 2127766.5254 | 2150632.2392 | 2174185.8416 | 2198040.4926 | 2222384.5051 | 2247533.8659 | 2273207.5439 | 2299678.6137 | 2326588.0138 | 2354221.8933 | 2382568.4894 | 2411546.8525 | 2441260.9976 | 2471700.1215 | 2502883.6066 | 2534882.7669 | 2567802.4702 | 2601298.919 | 2635826.0957 | 2635826.0957
TAS | SEV | 5244000 | 5335333.3333 | 5391333.3333 | 5422000 | 5496000 | 5593333.3333 | 5628000 | 5662666.6667 | 5712000 | 5762666.6667 | 5806000 | 5842666.6667 | 5882000 | 5923333.3333 | 5964666.6667 | 6007333.3333 | 6052000 | 6098000 | 6144666.6667 | 6193333.3333 | 6243333.3333 | 6295333.3333 | 6348666.6667 | 6403333.3333 | 6459333.3333 | 6518000 | 6578000 | 6638666.6667 | 6702666.6667 | 6768000 | 6768000
SEV | TAS | 5244000 | 5335333.3333 | 5391333.3333 | 5422000 | 5496000 | 5593333.3333 | 5628000 | 5662666.6667 | 5712000 | 5762666.6667 | 5806000 | 5842666.6667 | 5882000 | 5923333.3333 | 5964666.6667 | 6007333.3333 | 6052000 | 6098000 | 6144666.6667 | 6193333.3333 | 6243333.3333 | 6295333.3333 | 6348666.6667 | 6403333.3333 | 6459333.3333 | 6518000 | 6578000 | 6638666.6667 | 6702666.6667 | 6768000 | 6768000

## TxCost_working
Copied from sheet "Flow path cost forecasts"
|  |  | $ | CQ-NQ
|  | Capacity |  | Flow path | Option | Status | 2024-25 | 2025-26 | 2026-27 | 2027-28 | 2028-29 | 2029-30 | 2030-31 | 2031-32 | 2032-33 | 2033-34 | 2034-35 | 2035-36 | 2036-37 | 2037-38 | 2038-39 | 2039-40 | 2040-41 | 2041-42 | 2042-43 | 2043-44 | 2044-45 | 2045-46 | 2046-47 | 2047-48 | 2048-49 | 2049-50 | 2050-51 | 2051-52 | 2052-53 | 2053-54
CQ | NQ | 1100 |  | CQ-NQ | CQ-NQ Option 1 |  | 1822592119.2004 | 1854159150.5942 | 1877151097.4284 | 1898491185.8379 | 1922640022.3619 | 1956403954.4328 | 1981346160.1405 | 2002170182.2769 | 2027708100.2309 | 2053920735.3074 | 2077672865.652 | 2098967600.9262 | 2120772366.0223 | 2143099270.4163 | 2165905886.3987 | 2189174216.0611 | 2213052170.751 | 2237535938.8589 | 2262616770.2371 | 2288313043.3562 | 2314642877.3302 | 2341622127.1872 | 2369268337.5433 | 2397599691.0859 | 2426635551.4126 | 2456395322.0215 | 2486899809.2235 | 2518170805.9949 | 2550229928.032 | 2583101397.8309
CQ | NQ | 3000 |  |  | CQ-NQ Option 2 |  | 5334489139.0474 | 5419202649.1057 | 5482085899.0332 | 5541207786.4699 | 5607669783.1504 | 5702142767.6109 | 5771602190.2323 | 5828578058.1005 | 5899085460.2923 | 5971475053.7497 | 6036315115.1066 | 6093273881.6087 | 6151301627.5174 | 6210634565.004 | 6271166000.3939 | 6332825329.7868 | 6396034665.5844 | 6460777676.9228 | 6527019377.8696 | 6594804702.4631 | 6664177066.2455 | 6735173128.6864 | 6807833982.5311 | 6882202153.5815 | 6958323255.0273 | 7036242579.461 | 7116009114.9073 | 7197674214.807 | 7281288325.3835 | 7366908893.9769
CQ | NQ | 350 |  |  | CQ-NQ Option 3 |  | 206934192.0427 | 208948301.1105 | 210917478.6823 | 212845791.8993 | 215023293.6371 | 218267998.4739 | 220569017.9993 | 222370869.9538 | 224651622.0396 | 226998884.3111 | 229039848.8641 | 230679193.3214 | 232313099.0879 | 233970508.4097 | 235648340.3817 | 237342613.4286 | 239067772.7279 | 240822548.5845 | 242604391.9891 | 244413814.465 | 246251234.8276 | 248116746.8261 | 250010581.3875 | 251932950.846 | 253884137.8768 | 255864362.3972 | 257873915.5581 | 259913124.1111 | 261982217.8823 | 264081622.4276
CQ | NQ | 1300 |  |  | CQ-NQ Option 4 |  | 1941000000 | 1974000000 | 1999000000 | 2022000000 | 2048000000 | 2084000000 | 2111000000 | 2133000000 | 2161000000 | 2189000000 | 2215000000 | 2237000000 | 2261000000 | 2285000000 | 2309000000 | 2334000000 | 2360000000 | 2386000000 | 2413000000 | 2440000000 | 2468000000 | 2497000000 | 2527000000 | 2557000000 | 2588000000 | 2620000000 | 2652000000 | 2686000000 | 2720000000 | 2755000000
CQ-GG
|  |  |  | Flow path | Option | Status | 2024-25 | 2025-26 | 2026-27 | 2027-28 | 2028-29 | 2029-30 | 2030-31 | 2031-32 | 2032-33 | 2033-34 | 2034-35 | 2035-36 | 2036-37 | 2037-38 | 2038-39 | 2039-40 | 2040-41 | 2041-42 | 2042-43 | 2043-44 | 2044-45 | 2045-46 | 2046-47 | 2047-48 | 2048-49 | 2049-50 | 2050-51 | 2051-52 | 2052-53 | 2053-54
CQ | GG | 600 |  | CQ-GG | CQ-GG Option 3 |  | 179525948.9271 | 180783442.0613 | 182714853.9143 | 184705501.4841 | 186838075.0956 | 189843024.8778 | 192097028.056 | 193943861.0818 | 196187690.6327 | 198492516.0128 | 200562808.6396 | 202227736.8224 | 203893663.1272 | 205579790.3809 | 207287210.0731 | 209013327.0528 | 210769867.6354 | 212556203.7642 | 214370355.1262 | 216212901.0429 | 218084377.5279 | 219985019.3817 | 221915201.0617 | 223875279.1474 | 225865673.9509 | 227886758.7389 | 229938968.014 | 232022781.8418 | 234138590.3663 | 236286970.8729
CQ | GG | 550 |  |  | CQ-GG Option 4 |  | 190409085.6749 | 191819437.7485 | 193865110.672 | 195967545.7715 | 198227621.0655 | 201414177.048 | 203796782.1854 | 205748513.3317 | 208123361.1413 | 210562560.9014 | 212748095.7454 | 214507898.3054 | 216269442.1571 | 218052746.4017 | 219858616.0964 | 221684329.0587 | 223542385.2049 | 225432079.7491 | 227351315.8566 | 229300712.4099 | 231280840.4959 | 233291953.8801 | 235334453.7948 | 237408723.4137 | 239515213.8217 | 241654326.5705 | 243826528.8074 | 246032335.9623 | 248272168.6542 | 250546646.2108
CQ | GG | 2600 |  |  | CQ-GG Option 1 |  | 2679000000 | 2707000000 | 2735000000 | 2762000000 | 2793000000 | 2837000000 | 2868000000 | 2893000000 | 2924000000 | 2957000000 | 2985000000 | 3007000000 | 3030000000 | 3053000000 | 3076000000 | 3099000000 | 3123000000 | 3148000000 | 3172000000 | 3197000000 | 3223000000 | 3249000000 | 3275000000 | 3302000000 | 3329000000 | 3357000000 | 3385000000 | 3413000000 | 3442000000 | 3471000000
CQ | GG | 2600 |  |  | CQ-GG Option 2 |  | 2343000000 | 2367000000 | 2391000000 | 2415000000 | 2442000000 | 2480000000 | 2507000000 | 2529000000 | 2556000000 | 2585000000 | 2609000000 | 2629000000 | 2648000000 | 2668000000 | 2688000000 | 2709000000 | 2729000000 | 2751000000 | 2772000000 | 2794000000 | 2816000000 | 2839000000 | 2862000000 | 2885000000 | 2909000000 | 2933000000 | 2957000000 | 2982000000 | 3007000000 | 3033000000
SQ-CQ
|  |  |  | Flow path | Option | Status | 2024-25 | 2025-26 | 2026-27 | 2027-28 | 2028-29 | 2029-30 | 2030-31 | 2031-32 | 2032-33 | 2033-34 | 2034-35 | 2035-36 | 2036-37 | 2037-38 | 2038-39 | 2039-40 | 2040-41 | 2041-42 | 2042-43 | 2043-44 | 2044-45 | 2045-46 | 2046-47 | 2047-48 | 2048-49 | 2049-50 | 2050-51 | 2051-52 | 2052-53 | 2053-54
SQ | CQ | 900 |  | SQ-CQ | SQ-CQ Option 1 |  | 1303573751.4561 | 1323419824.193 | 1339520037.3834 | 1355146098.9813 | 1372525830.8411 | 1396343127.4516 | 1414035000.528 | 1428962690.4039 | 1447117826.2955 | 1465727794.4489 | 1482448874.8174 | 1496981845.693 | 1511808534.3943 | 1526938633.3406 | 1542352122.315 | 1558040244.5048 | 1574100738.268 | 1590529649.4884 | 1607318970.3485 | 1624479232.8383 | 1642020755.6924 | 1659952104.8199 | 1678283000.2832 | 1697023453.5788 | 1716184197.8411 | 1735775899.3019 | 1755810068.6993 | 1776298817.0852 | 1797253953.1142 | 1818689027.3021
SQ | CQ | 300 |  |  | SQ-CQ Option 2 |  | 59026518.133 | 59149628.7452 | 59767573.1872 | 60418352.1142 | 61069100.5174 | 62026302.4344 | 62785966.3624 | 63387102.6565 | 64113165.3594 | 64860954.9864 | 65552856.2314 | 66103193.0215 | 66647915.1229 | 67198198.6946 | 67755997.6489 | 68319695.1553 | 68893160.4397 | 69476400.4188 | 70068701.5216 | 70670258.5346 | 71281250.0556 | 71901750.6011 | 72531880.0187 | 73171750.7788 | 73821496.8108 | 74481234.117 | 75151098.1939 | 75831239.1985 | 76521778.0632 | 77222895.2855
SQ | CQ | 2800 |  |  | SQ-CQ Option 3 |  | 3132594604.3239 | 3177133821.6504 | 3214787186.4755 | 3252005194.9155 | 3293318080.8412 | 3349547421.6279 | 3391004963.2598 | 3426031719.5974 | 3468673070.2578 | 3512353920.9363 | 3551135570.8503 | 3584025397.2054 | 3617479148.4555 | 3651550054.2931 | 3686193730.6804 | 3721393018.1078 | 3757373963.3777 | 3794123056.6758 | 3831617421.9075 | 3869878018.0466 | 3908924976.7651 | 3948774158.4179 | 3989443984.5373 | 4030953354.5365 | 4073322704.3983 | 4116572121.5226 | 4160723503.806 | 4205799972.1867 | 4251823661.084 | 4298820647.2112
SQ | CQ | 3150 |  |  | SQ-CQ Option 5 |  | 3709364318.2648 | 3751431627.2744 | 3790748326.7266 | 3830175210.312 | 3872728572.241 | 3933757793.2041 | 3979453955.8074 | 4016223947.0393 | 4061790742.774 | 4108570533.3955 | 4150291323.0615 | 4185249834.9659 | 4220480864.3163 | 4256325737.1263 | 4292782541.0285 | 4329791494.6848 | 4367619327.524 | 4406253786.3422 | 4445662004.4886 | 4485865057.7183 | 4526882545.2514 | 4568728994.1557 | 4611421560.7496 | 4654977827.0009 | 4699417049.9809 | 4744757765.8045 | 4791020597.0833 | 4838227216.2962 | 4886398201.2496 | 4935558295.6152
SQ | CQ | 350 |  |  | SQ-CQ Option 6 |  | 799623339.1919 | 799588497.1029 | 804857856.4836 | 810664036.3034 | 815935093.4254 | 825703247.6244 | 833687193.4219 | 838912973.7423 | 845826055.1106 | 853006677.6441 | 859769638.9783 | 865138734.7807 | 870309888.9053 | 875535746.8554 | 880856542.549 | 886234229.6485 | 891723549.2389 | 897325584.4624 | 903029623.713 | 908837717.2456 | 914751438.4985 | 920771137.012 | 926897537.3665 | 933131328.2083 | 939473458.4533 | 945924533.524 | 952485533.6094 | 959157435.3368 | 965941005.0817 | 972837595.6815
NNSW–SQ
|  |  |  | Flow path | Option | Status | 2024-25 | 2025-26 | 2026-27 | 2027-28 | 2028-29 | 2029-30 | 2030-31 | 2031-32 | 2032-33 | 2033-34 | 2034-35 | 2035-36 | 2036-37 | 2037-38 | 2038-39 | 2039-40 | 2040-41 | 2041-42 | 2042-43 | 2043-44 | 2044-45 | 2045-46 | 2046-47 | 2047-48 | 2048-49 | 2049-50 | 2050-51 | 2051-52 | 2052-53 | 2053-54
NNSW | SQ | 730 |  | NNSW–SQ | NNSW–SQ Option 1 |  | 2353095914.7804 | 2394685533.2951 | 2426544446.6734 | 2456816483.8378 | 2490369374.6141 | 2535982182.4773 | 2570650252.8496 | 2600238757.4319 | 2635924537.6865 | 2672531169.376 | 2706221224.8167 | 2736743728.1195 | 2768107513.0083 | 2800237694.6262 | 2833101989.5056 | 2866688719.1773 | 2901189450.8901 | 2936605546.5254 | 2972932426.9816 | 3010199722.4568 | 3048437185.3996 | 3087671805.5263 | 3127933079.7953 | 3169251633.5333 | 3211659879.4118 | 3255190588.3942 | 3299878681.7033 | 3345760709.9369 | 3392873298.078 | 3441256884.382
NNSW | SQ | 1800 |  |  | NNSW–SQ Option 4 |  | 8980741113.231 | 9041463421.985 | 9142387188.4631 | 9175801131.1869 | 9310954541.5516 | 9487060919.1143 | 9527307092.3526 | 9569596771.437 | 9640347236.2522 | 9714732726.3023 | 9782779767.8628 | 9832699225.1683 | 9887463876.0668 | 9945417601.6083 | 10004474960.4404 | 10065216739.4064 | 10128455503.8751 | 10193879022.2456 | 10261422322.3639 | 10331116958.88 | 10402993554.2314 | 10477071751.8642 | 10553377195.283 | 10631936985.8547 | 10712781631.8702 | 10795940221.4121 | 10881447255.5524 | 10969339093.1813 | 11059650387.9683 | 11152424799.6971
NNSW | SQ | 1260 |  |  | NNSW–SQ Option 2 |  | 2942000000 | 2989000000 | 3027000000 | 3064000000 | 3104000000 | 3159000000 | 3201000000 | 3236000000 | 3279000000 | 3323000000 | 3363000000 | 3399000000 | 3435000000 | 3472000000 | 3510000000 | 3549000000 | 3589000000 | 3630000000 | 3672000000 | 3715000000 | 3758000000 | 3803000000 | 3850000000 | 3897000000 | 3945000000 | 3995000000 | 4046000000 | 4098000000 | 4151000000 | 4206000000
NNSW | SQ | 3000 |  |  | NNSW–SQ Option 5 |  | 5191000000 | 5271000000 | 5335000000 | 5398000000 | 5468000000 | 5563000000 | 5634000000 | 5694000000 | 5767000000 | 5842000000 | 5909000000 | 5968000000 | 6029000000 | 6090000000 | 6153000000 | 6217000000 | 6283000000 | 6350000000 | 6419000000 | 6489000000 | 6561000000 | 6635000000 | 6711000000 | 6788000000 | 6867000000 | 6948000000 | 7031000000 | 7116000000 | 7203000000 | 7293000000
CNSW-NNSW
|  |  |  | Flow path | Option | Status | 2024-25 | 2025-26 | 2026-27 | 2027-28 | 2028-29 | 2029-30 | 2030-31 | 2031-32 | 2032-33 | 2033-34 | 2034-35 | 2035-36 | 2036-37 | 2037-38 | 2038-39 | 2039-40 | 2040-41 | 2041-42 | 2042-43 | 2043-44 | 2044-45 | 2045-46 | 2046-47 | 2047-48 | 2048-49 | 2049-50 | 2050-51 | 2051-52 | 2052-53 | 2053-54
CNSW | NNSW | 2400 |  | CNSW-NNSW | CNSW-NNSW Option 1 |  | 2554497426.1175 | 2583135189.0305 | 2610280673.0072 | 2637532493.9797 | 2666692755.7874 | 2708821665.8372 | 2740683346.1842 | 2766210014.2117 | 2797830540.7527 | 2830323413.3364 | 2859436106.2779 | 2883934014.3278 | 2908618320.1561 | 2933762183.7561 | 2959372800.4356 | 2985404735.6852 | 3012046257.9004 | 3039292304.0936 | 3067122251.6532 | 3095553514.5275 | 3124602533.17 | 3154282401.9004 | 3184608140.6437 | 3215595234.688 | 3247260491.0748 | 3279620370.6236 | 3312692963.4339 | 3346497262.8373 | 3381051709.2285 | 3416377817.2499
CNSW | NNSW | 3600 |  |  | CNSW-NNSW Option 2 |  | 2212772406.937 | 2241270834.8427 | 2267415385.9259 | 2293264488.4654 | 2320925901.2652 | 2359970740.0749 | 2390095838.0777 | 2414851995.154 | 2445036545.584 | 2476055021.5977 | 2504515199.1005 | 2529424505.4419 | 2554752156.9174 | 2580634530.3728 | 2607081483.9704 | 2634061839.4008 | 2661746700.5947 | 2690137991.1208 | 2719225315.1544 | 2749031209.7111 | 2779577905.2982 | 2810884910.5071 | 2842973789.8769 | 2875866898.1475 | 2909588070.667 | 2944161207.9547 | 2979612020.049 | 3015967427.747 | 3053254267.3269 | 3091502548.0897
CNSW | NNSW | 1750 |  |  | CNSW-NNSW Option 4 |  | 3750181267.3765 | 3762610282.4687 | 3802024321.1203 | 3808948200.4108 | 3864942949.6034 | 3937581272.0535 | 3946534977.5186 | 3957917680.8068 | 3981408815.8163 | 4006415114.2179 | 4029292407.387 | 4043812091.5052 | 4060348207.5982 | 4078157732.5369 | 4096231554.3863 | 4114856115.7996 | 4134369958.8562 | 4154617630.17 | 4175565102.8301 | 4197215758.5268 | 4219572494.4296 | 4242633324.1339 | 4266398428.9345 | 4290868143.4534 | 4316043809.7977 | 4341925812.3366 | 4368516355.5375 | 4395817926.6551 | 4423831959.0544 | 4452563000.0804
CNSW | NNSW | 1750 |  |  | CNSW-NNSW Option 5 |  | 5115181564.3842 | 5146677214.9005 | 5204016406.1975 | 5226894140.7557 | 5303369617.0008 | 5402676600.6917 | 5429075969.4637 | 5455997944.0106 | 5498573965.2245 | 5543184821.6346 | 5583890634.5918 | 5613703754.1659 | 5646038736.1874 | 5680040098.584 | 5714627497.0337 | 5750110360.1362 | 5786931777.9863 | 5824926332.647 | 5864055368.6919 | 5904335195.3802 | 5945781708.3639 | 5988404220.2324 | 6032215569.6878 | 6077229198.0127 | 6123460412.3549 | 6170923659.5571 | 6219636261.6164 | 6269616607.2504 | 6320881876.4962 | 6373454380.2097
CNSW | NNSW | 1500 |  |  | CNSW-NNSW Option 6 |  | 443570697.8857 | 443082826.4646 | 444119453.8001 | 445327893.2705 | 446059606.3383 | 449542780.2919 | 452406077.7482 | 453368840.8208 | 455300121.3858 | 457363615.7921 | 459352005.3239 | 460905074.5552 | 462276499.7237 | 463670951.2986 | 465113751.0797 | 466573912.4123 | 468084752.5341 | 469646830.3099 | 471253489.7388 | 472905632.6699 | 474603672.7887 | 476347505.8011 | 478137064.9696 | 479972322.5103 | 481853384.177 | 483780103.3496 | 485752624.7934 | 487770966.7714 | 489835153.7247 | 491945402.8576
CNSW-SNW
|  |  |  | Flow path | Option | Status | 2024-25 | 2025-26 | 2026-27 | 2027-28 | 2028-29 | 2029-30 | 2030-31 | 2031-32 | 2032-33 | 2033-34 | 2034-35 | 2035-36 | 2036-37 | 2037-38 | 2038-39 | 2039-40 | 2040-41 | 2041-42 | 2042-43 | 2043-44 | 2044-45 | 2045-46 | 2046-47 | 2047-48 | 2048-49 | 2049-50 | 2050-51 | 2051-52 | 2052-53 | 2053-54
CNSW | SNW | 5000 |  | CNSW-SNW | CNSW-SNW Option 1 |  | 1347751739.496 | 1363475752.7565 | 1379296385.3759 | 1395138856.4571 | 1412064281.4419 | 1435727850.4783 | 1453895601.4631 | 1468892654.4268 | 1487133860.4821 | 1505868697.6454 | 1522955575.1135 | 1537610873.3593 | 1552475399.6695 | 1567637597.4723 | 1583105307.6777 | 1598861325.0889 | 1615006255.7093 | 1631539859.2201 | 1648454325.2603 | 1665761643.2941 | 1683473534.9728 | 1701599990.8377 | 1720152191.8228 | 1739141694.6148 | 1758580873.5953 | 1778482065.4688 | 1798858598.764 | 1819724460.8497 | 1841093459.8739 | 1862981246.0893
CNSW | SNW | 5000 |  |  | CNSW-SNW H-Dapto |  | 1463080602.9885 | 1479618536.845 | 1495372294.6304 | 1511223015.018 | 1528137516.6258 | 1552512288.7109 | 1571098002.5815 | 1586064206.7073 | 1604508148.7626 | 1623463187.868 | 1640593033.3482 | 1655184049.4245 | 1669914513.423 | 1684925280.9128 | 1700222815.8746 | 1715781884.9189 | 1731710033.244 | 1748005587.5543 | 1764657597.154 | 1781676682.2879 | 1799073076.2165 | 1816855040.3493 | 1835032024.779 | 1853613760.7845 | 1872610768.3636 | 1892033414.0099 | 1911893015.2246 | 1932201459.7401 | 1952970354.8856 | 1974213120.5267
CNSW | SNW | 5000 |  |  | CNSW-SNW H-Newcastle |  | 1663257468.3175 | 1685630070.3426 | 1705537333.3504 | 1725257033.4263 | 1746412006.6427 | 1776034485.0833 | 1798886151.1815 | 1817789564.1023 | 1840786436.7392 | 1864408689.6206 | 1886075900.6421 | 1905108063.2146 | 1924489270.45 | 1944298291.8917 | 1964540671.5413 | 1985196053.3285 | 2006392848.4637 | 2028132527.6009 | 2050408038.3731 | 2073236782.4937 | 2096635990.3088 | 2120620861.4679 | 2145208175.7075 | 2170415331.6384 | 2196260860.105 | 2222763371.4191 | 2249942861.4262 | 2277820267.2953 | 2306416480.5222 | 2335754823.273
CNSW | SNW | 4400 |  |  | CNSW-SNW Option 6a |  | 2148446480.2237 | 2180191667.5497 | 2207562303.5184 | 2234434620.882 | 2263623111.6567 | 2303626139.4424 | 2334346247.7921 | 2360283123.2161 | 2391582764.5228 | 2423713922.5074 | 2453236764.9997 | 2479384869.2941 | 2506117823.1367 | 2533460055.2277 | 2561407088.1028 | 2589942913.4559 | 2619235287.1661 | 2649286517.4218 | 2680090155.3985 | 2711670943.9762 | 2744053634.2686 | 2777260377.3175 | 2811315544.7969 | 2846244407.6832 | 2882073803.301 | 2918830815.0264 | 2956544402.2334 | 2995244920.3739 | 3034962727.4445 | 3075731536.7633
CNSW | SNW | 4400 |  |  | CNSW-SNW Option 6b |  | 1686116211.1943 | 1707750862.6567 | 1728365607.7362 | 1748853159.5028 | 1770928055.9864 | 1801439350.0642 | 1824848851.8623 | 1844426913.8797 | 1868106457.4491 | 1892419946.2572 | 1914672483.5936 | 1934007838.3864 | 1953688329.5795 | 1973780667.6702 | 1994288176.6778 | 2015194029.8936 | 2036625474.4491 | 2058582958.3851 | 2081058421.3026 | 2104068332.9634 | 2127629026.3262 | 2151754656.5096 | 2176460999.9881 | 2201764363.7829 | 2227682149.7837 | 2254231806.8638 | 2281432080.2056 | 2309302654.8865 | 2337863048.6861 | 2367135214.6149
CNSW | SNW | 0 |  |  | CNSW-SNW Option 2 |  | 511000000 | 513000000 | 518000000 | 523000000 | 529000000 | 537000000 | 543000000 | 548000000 | 554000000 | 561000000 | 566000000 | 571000000 | 576000000 | 580000000 | 585000000 | 590000000 | 595000000 | 600000000 | 605000000 | 610000000 | 616000000 | 621000000 | 627000000 | 632000000 | 638000000 | 644000000 | 650000000 | 656000000 | 662000000 | 668000000
CNSW | SNW | 0 |  |  | CNSW-SNW Option 2d |  | 260000000 | 261000000 | 263000000 | 262000000 | 265000000 | 270000000 | 269000000 | 269000000 | 270000000 | 270000000 | 271000000 | 271000000 | 272000000 | 272000000 | 273000000 | 273000000 | 274000000 | 274000000 | 275000000 | 276000000 | 276000000 | 277000000 | 278000000 | 279000000 | 280000000 | 281000000 | 282000000 | 283000000 | 284000000 | 285000000
CNSW | SNW | 1300 |  |  | CNSW-SNW Option 3 Stage 1 |  | 1753000000 | 1780000000 | 1803000000 | 1826000000 | 1851000000 | 1884000000 | 1909000000 | 1931000000 | 1957000000 | 1983000000 | 2007000000 | 2028000000 | 2049000000 | 2071000000 | 2094000000 | 2116000000 | 2139000000 | 2163000000 | 2188000000 | 2213000000 | 2238000000 | 2264000000 | 2291000000 | 2319000000 | 2347000000 | 2376000000 | 2405000000 | 2436000000 | 2467000000 | 2498000000
CNSW | SNW | 2300 |  |  | CNSW-SNW Option 3 Stage 2 |  | 579000000 | 580000000 | 584000000 | 589000000 | 594000000 | 602000000 | 608000000 | 612000000 | 618000000 | 624000000 | 629000000 | 634000000 | 638000000 | 642000000 | 646000000 | 651000000 | 655000000 | 660000000 | 665000000 | 669000000 | 674000000 | 679000000 | 684000000 | 689000000 | 694000000 | 700000000 | 705000000 | 711000000 | 716000000 | 722000000
CNSW | SNW | 3600 |  |  | CNSW-SNW Option 4 |  | 2460000000 | 2490000000 | 2519000000 | 2547000000 | 2578000000 | 2621000000 | 2654000000 | 2681000000 | 2714000000 | 2748000000 | 2779000000 | 2806000000 | 2833000000 | 2860000000 | 2888000000 | 2916000000 | 2946000000 | 2975000000 | 3006000000 | 3037000000 | 3069000000 | 3102000000 | 3135000000 | 3170000000 | 3205000000 | 3241000000 | 3278000000 | 3315000000 | 3354000000 | 3393000000
SNSW-CNSW
|  |  |  | Flow path | Option | Status | 2024-25 | 2025-26 | 2026-27 | 2027-28 | 2028-29 | 2029-30 | 2030-31 | 2031-32 | 2032-33 | 2033-34 | 2034-35 | 2035-36 | 2036-37 | 2037-38 | 2038-39 | 2039-40 | 2040-41 | 2041-42 | 2042-43 | 2043-44 | 2044-45 | 2045-46 | 2046-47 | 2047-48 | 2048-49 | 2049-50 | 2050-51 | 2051-52 | 2052-53 | 2053-54
SNSW | CNSW | 2000 |  | SNSW-CNSW | SNSW-CNSW Option 2 |  | 5241057625.771 | 5274797529.7073 | 5335675851.1747 | 5360736002.9958 | 5441601696.8194 | 5545570904.6735 | 5573925835.223 | 5603260462.3231 | 5648795392.4358 | 5696441902.3515 | 5740307922.0904 | 5773006533.2508 | 5808501828.4192 | 5845802782.0823 | 5883792749.2952 | 5922805894.2326 | 5963300448.8124 | 6005107492.0077 | 6048192750.4231 | 6092577279.8191 | 6138282026.4915 | 6185321360.0878 | 6233713469.0259 | 6283477410.7796 | 6334634330.5008 | 6387204709.5864 | 6441212241.162 | 6496681953.8232 | 6553637857.1632 | 6612109540.3224
SNSW | CNSW | 6000 |  |  | SNSW-CNSW Option 3 |  | 3964860119.589 | 4030771864.0652 | 4082882762.7608 | 4133576595.9069 | 4189579224.9849 | 4265038245.6553 | 4322063961.4694 | 4370845489.9539 | 4429756810.3521 | 4490174152.7307 | 4545103457.5784 | 4593707431.7877 | 4643543073.3853 | 4694549710.1661 | 4746683854.7029 | 4799934402.3195 | 4854615691.2315 | 4910727148.9424 | 4968259415.7077 | 5027260150.7738 | 5087776756.9632 | 5149852235.1715 | 5213533624.4368 | 5278869820.5164 | 5345912685.845 | 5414714639.249 | 5485331731.2808 | 5557822680.0871 | 5632246262.446 | 5708667630.0435
SNSW | CNSW | 3000 |  |  | SNSW-CNSW Option 4 |  | 3115864339.5359 | 3173055449.1151 | 3216602719.9166 | 3258322163.9096 | 3304537610.7798 | 3366423579.4263 | 3413644318.4868 | 3454424259.136 | 3503381227.2856 | 3553607422.1997 | 3599859599.8504 | 3641774637.293 | 3684930858.918 | 3729186862.8061 | 3774503442.3077 | 3820877661.1218 | 3868568146.6584 | 3917580695.7617 | 3967915648.0011 | 4019618595.0917 | 4072735454.6565 | 4127308898.6121 | 4183385184.1523 | 4241012457.6621 | 4300241576.8577 | 4361124233.9532 | 4423715411.0633 | 4488072652.73 | 4554253992.4316 | 4622323024.9939
SNSW | CNSW | 450 |  |  | SNSW-CNSW Option 5 |  | 219378449.652 | 219802780.6137 | 221740893.5465 | 223791185.9213 | 225784029.2486 | 228971035.1224 | 231525705.7857 | 233411606.5026 | 235768478.9098 | 238203623.6077 | 240469444.0427 | 242287426.1695 | 244072882.0166 | 245879467.2477 | 247715675.7737 | 249573448.3934 | 251467814.1723 | 253398968.3325 | 255364235.8597 | 257364410.094 | 259400190.4403 | 261471923.0427 | 263580095.6001 | 265725185.863 | 267907754.6904 | 270128289.9985 | 272387375.2693 | 274685630.232 | 277023597.7677 | 279402023.5406
WNV-SESA
|  |  |  | Flow path | Option | Status | 2024-25 | 2025-26 | 2026-27 | 2027-28 | 2028-29 | 2029-30 | 2030-31 | 2031-32 | 2032-33 | 2033-34 | 2034-35 | 2035-36 | 2036-37 | 2037-38 | 2038-39 | 2039-40 | 2040-41 | 2041-42 | 2042-43 | 2043-44 | 2044-45 | 2045-46 | 2046-47 | 2047-48 | 2048-49 | 2049-50 | 2050-51 | 2051-52 | 2052-53 | 2053-54
WNV | SESA | 890 |  | WNV-SESA | WNV-SESA Option 1 |  | 794836477.1183 | 801246015.2583 | 812236606.6011 | 823012886.7623 | 834737951.5025 | 850554051.3887 | 862893318.1148 | 873433163.1366 | 886065945.7004 | 899003182.0614 | 911237590.3823 | 922653258.8002 | 934431623.1049 | 946503071.3666 | 958863437.5277 | 971507084.1174 | 984500248.4197 | 997844257.3368 | 1011538578.3933 | 1025594119.4266 | 1040021844.0869 | 1054831825.6852 | 1070034926.6568 | 1085642457.6477 | 1101666312.4482 | 1118118478.7128 | 1135011716.038 | 1152359301.0718 | 1170174564.9136 | 1188472105.2428
WNV | SESA | 1900 |  |  | WNV-SESA Option 2 |  | 1158409670.0002 | 1168226129.2951 | 1183406057.1876 | 1198357806.561 | 1214626783.0331 | 1236807219.7232 | 1253935618.8149 | 1268409934.858 | 1285879095.4613 | 1303772968.1931 | 1320480020.84 | 1335781297.1581 | 1351512603.7232 | 1367617318.6405 | 1384088949.4449 | 1400916939.4141 | 1418195205.8134 | 1435923972.7781 | 1454100190.0039 | 1472737569.0834 | 1491849735.139 | 1511448971.9777 | 1531548614.8594 | 1552162537.3117 | 1573305380.6312 | 1594991830.8303 | 1617237589.2489 | 1640059003.1353 | 1663472392.8506 | 1687495792.1563
WNV | SESA | 1500 |  |  | WNV-SESA Option 3 |  | 3196143025.2476 | 3207260877.3226 | 3243663195.0563 | 3254783490.4958 | 3304701220.4442 | 3368714419.8189 | 3381686517.5936 | 3396251855.0363 | 3421050876.1053 | 3447152601.1068 | 3471460265.5425 | 3489198311.0996 | 3508839281.3986 | 3529656127.7021 | 3550858771.4326 | 3572680348.5165 | 3595408900.6823 | 3618925381.9592 | 3643207329.7592 | 3668264475.5954 | 3694106468.4332 | 3720738940.8507 | 3748169636.7972 | 3776406754.423 | 3805459581.9673 | 3835336843.3678 | 3866049109.3906 | 3897607517.6383 | 3930022525.4273 | 3963307681.496
SESA-CSA
|  |  |  | Flow path | Option | Status | 2024-25 | 2025-26 | 2026-27 | 2027-28 | 2028-29 | 2029-30 | 2030-31 | 2031-32 | 2032-33 | 2033-34 | 2034-35 | 2035-36 | 2036-37 | 2037-38 | 2038-39 | 2039-40 | 2040-41 | 2041-42 | 2042-43 | 2043-44 | 2044-45 | 2045-46 | 2046-47 | 2047-48 | 2048-49 | 2049-50 | 2050-51 | 2051-52 | 2052-53 | 2053-54
SESA | CSA | 1470 |  | SESA-CSA | SESA-CSA Option 2 |  | 3557410232.7661 | 3593793740.8473 | 3644735654.8251 | 3694060065.5587 | 3748710611.1784 | 3821444933.0029 | 3877251316.0726 | 3925503076.0764 | 3983383829.7854 | 4042597259.0395 | 4097943593.4636 | 4149713402.0308 | 4203272993.2769 | 4258199539.0089 | 4314430812.5892 | 4371956114.9213 | 4431078242.7918 | 4491797875.6523 | 4554114191.2348 | 4618077378.3877 | 4683737663.5356 | 4751141554.6007 | 4820339061.3162 | 4891382327.2594 | 4964326150.3268 | 5039225823.8371 | 5116140166.5049 | 5195130391.0251 | 5276257927.5656 | 5359590020.769
SESA | CSA | 840 |  |  | SESA-CSA Option 3 |  | 2245299592.3728 | 2269020963.1629 | 2304844439.5621 | 2339168161.4465 | 2377488417.64 | 2427235818.1175 | 2465705358.6687 | 2499760594.4154 | 2540152407.6364 | 2581440772.8366 | 2620582570.6908 | 2658126467.1682 | 2697194895.4919 | 2737321980.7024 | 2778455165.2902 | 2820602632.2988 | 2863965347.7135 | 2908547516.4828 | 2954356769.2779 | 3001432401.1889 | 3049814252.3293 | 3099540018.5919 | 3150649941.2148 | 3203186015.6164 | 3257192190.7768 | 3312713059.3502 | 3369795806.6467 | 3428489520.309 | 3488843741.0724 | 3550912176.1269
SESA | CSA | 1500 |  |  | SESA-CSA Option 4 |  | 4324444816.4133 | 4348281779.6551 | 4404318622.734 | 4434539703.9017 | 4505173466.8927 | 4595685461.4888 | 4629917167.0931 | 4663460524.6215 | 4710547730.6509 | 4759393879.9443 | 4805437803.1221 | 4844437232.4625 | 4886261739.6677 | 4929877438.5102 | 4974476690.8877 | 5020297285.114 | 5067733625.6505 | 5116671968.5855 | 5167097506.8836 | 5219043695.7633 | 5272544269.223 | 5327628055.5901 | 5384327356.9564 | 5442676044.3138 | 5502710192.028 | 5564465766.3637 | 5627982097.2663 | 5693300194.5428 | 5760460776.9852 | 5829509974.3672
SESA | CSA | 120 |  |  | SESA-CSA Option 1 |  | 80000000 | 81000000 | 81000000 | 82000000 | 83000000 | 84000000 | 85000000 | 86000000 | 86000000 | 87000000 | 88000000 | 89000000 | 89000000 | 90000000 | 91000000 | 91000000 | 92000000 | 93000000 | 93000000 | 94000000 | 95000000 | 95000000 | 96000000 | 97000000 | 98000000 | 98000000 | 99000000 | 100000000 | 101000000 | 101000000
CSA-NSA
|  |  |  | Flow path | Option | Status | 2024-25 | 2025-26 | 2026-27 | 2027-28 | 2028-29 | 2029-30 | 2030-31 | 2031-32 | 2032-33 | 2033-34 | 2034-35 | 2035-36 | 2036-37 | 2037-38 | 2038-39 | 2039-40 | 2040-41 | 2041-42 | 2042-43 | 2043-44 | 2044-45 | 2045-46 | 2046-47 | 2047-48 | 2048-49 | 2049-50 | 2050-51 | 2051-52 | 2052-53 | 2053-54
CSA | NSA | 1100 |  | CSA-NSA | CSA-NSA Option 4 Stage 1 |  | 3267687553.9051 | 3302938001.5774 | 3340069215.874 | 3376384903.4864 | 3416957173.2188 | 3474121238.1098 | 3516172837.3772 | 3550737650.4048 | 3593452604.407 | 3637250899.3065 | 3676454747.0046 | 3710626173.9099 | 3745419085.65 | 3780936534.0331 | 3817122225.1449 | 3853935853.8484 | 3891626900.2094 | 3930182184.9336 | 3969577719.3403 | 4009837086.9628 | 4050982790.3655 | 4093033091.2542 | 4136008725.7495 | 4179931114.8797 | 4224823320.2819 | 4270707984.6201 | 4317609795.3859 | 4365554614.8099 | 4414567503.7442 | 4464677508.2304
CSA | NSA | 900 |  |  | CSA-NSA Option 4 Stage 2 |  | 474020855.6679 | 474114071.9838 | 477737567.1835 | 481740806.6557 | 485466063.7577 | 491770727.1616 | 496933889.6479 | 500568199.892 | 505191827.1745 | 509977361.6645 | 514476512.3682 | 518064312.8518 | 521556733.7783 | 525083668.3699 | 528668578.0705 | 532291846.9218 | 535984932.7454 | 539748523.4584 | 543576536.5372 | 547470263.7206 | 551430782.1543 | 555458400.4792 | 559553696.8156 | 563717213.2607 | 567949648.4185 | 572251515.0699 | 576623527.5372 | 581066430.8349 | 585580814.388 | 590167651.3215
CSA | NSA | 1100 |  |  | CSA-NSA Option 1 |  | 2168000000 | 2190000000 | 2215000000 | 2239000000 | 2266000000 | 2305000000 | 2333000000 | 2356000000 | 2385000000 | 2415000000 | 2441000000 | 2465000000 | 2489000000 | 2514000000 | 2539000000 | 2564000000 | 2591000000 | 2617000000 | 2645000000 | 2673000000 | 2702000000 | 2731000000 | 2761000000 | 2792000000 | 2823000000 | 2855000000 | 2888000000 | 2922000000 | 2956000000 | 2991000000
CSA | NSA | 1200 |  |  | CSA-NSA Option 2 |  | 2507000000 | 2530000000 | 2566000000 | 2601000000 | 2639000000 | 2690000000 | 2730000000 | 2764000000 | 2805000000 | 2847000000 | 2887000000 | 2925000000 | 2964000000 | 3004000000 | 3045000000 | 3087000000 | 3130000000 | 3175000000 | 3221000000 | 3268000000 | 3316000000 | 3366000000 | 3417000000 | 3469000000 | 3523000000 | 3578000000 | 3635000000 | 3694000000 | 3754000000 | 3816000000
CSA | NSA | 2000 |  |  | CSA-NSA Option 3 |  | 3478000000 | 3510000000 | 3557000000 | 3602000000 | 3652000000 | 3720000000 | 3772000000 | 3816000000 | 3870000000 | 3925000000 | 3976000000 | 4023000000 | 4072000000 | 4123000000 | 4174000000 | 4227000000 | 4281000000 | 4337000000 | 4394000000 | 4452000000 | 4512000000 | 4574000000 | 4637000000 | 4702000000 | 4769000000 | 4838000000 | 4908000000 | 4980000000 | 5054000000 | 5131000000
VIC-SNSW
|  |  |  | Flow path | Option | Status | 2024-25 | 2025-26 | 2026-27 | 2027-28 | 2028-29 | 2029-30 | 2030-31 | 2031-32 | 2032-33 | 2033-34 | 2034-35 | 2035-36 | 2036-37 | 2037-38 | 2038-39 | 2039-40 | 2040-41 | 2041-42 | 2042-43 | 2043-44 | 2044-45 | 2045-46 | 2046-47 | 2047-48 | 2048-49 | 2049-50 | 2050-51 | 2051-52 | 2052-53 | 2053-54
WNV | SNSW | 1890 |  | VIC-SNSW | VIC-SNSW Option 1 |  | 7496000000 | 7600000000 | 7725000000 | 7848000000 | 7983000000 | 8155000000 | 8294000000 | 8418000000 | 8564000000 | 8714000000 | 8858000000 | 8994000000 | 9136000000 | 9283000000 | 9434000000 | 9590000000 | 9751000000 | 9918000000 | 10091000000 | 10269000000 | 10454000000 | 10645000000 | 10842000000 | 11047000000 | 11259000000 | 11478000000 | 11705000000 | 11941000000 | 12184000000 | 12437000000
TAS-SEV
|  |  |  | Flow path | Option | Status | 2024-25 | 2025-26 | 2026-27 | 2027-28 | 2028-29 | 2029-30 | 2030-31 | 2031-32 | 2032-33 | 2033-34 | 2034-35 | 2035-36 | 2036-37 | 2037-38 | 2038-39 | 2039-40 | 2040-41 | 2041-42 | 2042-43 | 2043-44 | 2044-45 | 2045-46 | 2046-47 | 2047-48 | 2048-49 | 2049-50 | 2050-51 | 2051-52 | 2052-53 | 2053-54
TAS | SEV | 750 |  | TAS-SEV | TAS-SEV Option 1 |  | 5231000000 | 5323000000 | 5380000000 | 5412000000 | 5487000000 | 5585000000 | 5621000000 | 5657000000 | 5708000000 | 5760000000 | 5805000000 | 5843000000 | 5884000000 | 5927000000 | 5970000000 | 6015000000 | 6061000000 | 6109000000 | 6158000000 | 6209000000 | 6261000000 | 6315000000 | 6371000000 | 6428000000 | 6487000000 | 6548000000 | 6611000000 | 6675000000 | 6742000000 | 6811000000
TAS | SEV | 750 |  |  | TAS-SEV Option 2 |  | 2635000000 | 2680000000 | 2707000000 | 2721000000 | 2757000000 | 2805000000 | 2821000000 | 2837000000 | 2860000000 | 2884000000 | 2904000000 | 2921000000 | 2939000000 | 2958000000 | 2977000000 | 2996000000 | 3017000000 | 3038000000 | 3059000000 | 3081000000 | 3104000000 | 3128000000 | 3152000000 | 3177000000 | 3202000000 | 3229000000 | 3256000000 | 3283000000 | 3312000000 | 3341000000
MEL-WNV
|  |  |  | Flow path | Option | Status | 2024-25 | 2025-26 | 2026-27 | 2027-28 | 2028-29 | 2029-30 | 2030-31 | 2031-32 | 2032-33 | 2033-34 | 2034-35 | 2035-36 | 2036-37 | 2037-38 | 2038-39 | 2039-40 | 2040-41 | 2041-42 | 2042-43 | 2043-44 | 2044-45 | 2045-46 | 2046-47 | 2047-48 | 2048-49 | 2049-50 | 2050-51 | 2051-52 | 2052-53 | 2053-54
MEL | WNV | 800 |  | MEL-WNV | MEL-WNV Option 1 |  | 128000000 | 128000000 | 129000000 | 130000000 | 130000000 | 132000000 | 133000000 | 134000000 | 135000000 | 136000000 | 137000000 | 138000000 | 139000000 | 140000000 | 140000000 | 141000000 | 142000000 | 143000000 | 144000000 | 145000000 | 146000000 | 146000000 | 147000000 | 148000000 | 149000000 | 150000000 | 151000000 | 152000000 | 153000000 | 154000000
MEL | WNV | 800 |  |  | MEL-WNV Option 2 |  | 174000000 | 174000000 | 175000000 | 177000000 | 178000000 | 181000000 | 183000000 | 184000000 | 186000000 | 188000000 | 189000000 | 191000000 | 192000000 | 194000000 | 195000000 | 196000000 | 198000000 | 200000000 | 201000000 | 203000000 | 204000000 | 206000000 | 208000000 | 210000000 | 211000000 | 213000000 | 215000000 | 217000000 | 219000000 | 221000000
|  |  | $/MW |  |  |  | 2024-25: Average
|  |  | Exclude outlier? | CQ-NQ
|  | Capacity |  | Flow path | Option | Status | 2024-25 | 2025-26 | 2026-27 | 2027-28 | 2028-29 | 2029-30 | 2030-31 | 2031-32 | 2032-33 | 2033-34 | 2034-35 | 2035-36 | 2036-37 | 2037-38 | 2038-39 | 2039-40 | 2040-41 | 2041-42 | 2042-43 | 2043-44 | 2044-45 | 2045-46 | 2046-47 | 2047-48 | 2048-49 | 2049-50 | 2050-51 | 2051-52 | 2052-53 | 2053-54
CQ | NQ | 1100 |  | CQ-NQ | CQ-NQ Option 1 |  | 1656901.9265 | 1685599.2278 | 1706500.9977 | 1725901.078 | 1747854.5658 | 1778549.0495 | 1801223.7819 | 1820154.7112 | 1843371.0002 | 1867200.6685 | 1888793.5142 | 1908152.3645 | 1927974.8782 | 1948272.064 | 1969005.3513 | 1990158.3782 | 2011865.6098 | 2034123.5808 | 2056924.3366 | 2080284.5849 | 2104220.7976 | 2128747.3884 | 2153880.3069 | 2179636.0828 | 2206032.3195 | 2233086.6564 | 2260818.0084 | 2289246.1873 | 2318390.8437 | 2348273.998
CQ | NQ | 3000 |  |  | CQ-NQ Option 2 |  | 1778163.0463 | 1806400.883 | 1827361.9663 | 1847069.2622 | 1869223.2611 | 1900714.2559 | 1923867.3967 | 1942859.3527 | 1966361.8201 | 1990491.6846 | 2012105.0384 | 2031091.2939 | 2050433.8758 | 2070211.5217 | 2090388.6668 | 2110941.7766 | 2132011.5552 | 2153592.559 | 2175673.126 | 2198268.2342 | 2221392.3554 | 2245057.7096 | 2269277.9942 | 2294067.3845 | 2319441.085 | 2345414.1932 | 2372003.0383 | 2399224.7383 | 2427096.1085 | 2455636.298
CQ | NQ | 350 |  |  | CQ-NQ Option 3 |  | 591240.5487 | 596995.146 | 602621.3677 | 608130.834 | 614352.2675 | 623622.8528 | 630197.1943 | 635345.3427 | 641861.7773 | 648568.2409 | 654399.5682 | 659083.4095 | 663751.7117 | 668487.1669 | 673280.9725 | 678121.7527 | 683050.7792 | 688064.4245 | 693155.4057 | 698325.1842 | 703574.9567 | 708904.9909 | 714315.9468 | 719808.431 | 725383.2511 | 731041.0354 | 736782.6159 | 742608.926 | 748520.6225 | 754518.9212
CQ | NQ | 1300 |  |  | CQ-NQ Option 4 |  | 1493076.9231 | 1518461.5385 | 1537692.3077 | 1555384.6154 | 1575384.6154 | 1603076.9231 | 1623846.1538 | 1640769.2308 | 1662307.6923 | 1683846.1538 | 1703846.1538 | 1720769.2308 | 1739230.7692 | 1757692.3077 | 1776153.8462 | 1795384.6154 | 1815384.6154 | 1835384.6154 | 1856153.8462 | 1876923.0769 | 1898461.5385 | 1920769.2308 | 1943846.1538 | 1966923.0769 | 1990769.2308 | 2015384.6154 | 2040000 | 2066153.8462 | 2092307.6923 | 2119230.7692
CQ-GG
|  |  |  | Flow path | Option | Status | 2024-25 | 2025-26 | 2026-27 | 2027-28 | 2028-29 | 2029-30 | 2030-31 | 2031-32 | 2032-33 | 2033-34 | 2034-35 | 2035-36 | 2036-37 | 2037-38 | 2038-39 | 2039-40 | 2040-41 | 2041-42 | 2042-43 | 2043-44 | 2044-45 | 2045-46 | 2046-47 | 2047-48 | 2048-49 | 2049-50 | 2050-51 | 2051-52 | 2052-53 | 2053-54
CQ | GG | 600 |  | CQ-GG | CQ-GG Option 3 |  | 299209.9149 | 301305.7368 | 304524.7565 | 307842.5025 | 311396.7918 | 316405.0415 | 320161.7134 | 323239.7685 | 326979.4844 | 330820.86 | 334271.3477 | 337046.228 | 339822.7719 | 342632.984 | 345478.6835 | 348355.5451 | 351283.1127 | 354260.3396 | 357283.9252 | 360354.8351 | 363473.9625 | 366641.699 | 369858.6684 | 373125.4652 | 376442.7899 | 379811.2646 | 383231.6134 | 386704.6364 | 390230.9839 | 393811.6181
CQ | GG | 550 |  |  | CQ-GG Option 4 |  | 346198.3376 | 348762.6141 | 352482.0194 | 356304.6287 | 360413.8565 | 366207.5946 | 370539.604 | 374088.2061 | 378406.1112 | 382841.0198 | 386814.7195 | 390014.3606 | 393217.1676 | 396459.5389 | 399742.9384 | 403062.4165 | 406440.7004 | 409876.5086 | 413366.0288 | 416910.3862 | 420510.6191 | 424167.1889 | 427880.8251 | 431652.2244 | 435482.2069 | 439371.5029 | 443320.9615 | 447331.5199 | 451403.943 | 455539.3567
CQ | GG | 2600 |  |  | CQ-GG Option 1 |  | 1030384.6154 | 1041153.8462 | 1051923.0769 | 1062307.6923 | 1074230.7692 | 1091153.8462 | 1103076.9231 | 1112692.3077 | 1124615.3846 | 1137307.6923 | 1148076.9231 | 1156538.4615 | 1165384.6154 | 1174230.7692 | 1183076.9231 | 1191923.0769 | 1201153.8462 | 1210769.2308 | 1220000 | 1229615.3846 | 1239615.3846 | 1249615.3846 | 1259615.3846 | 1270000 | 1280384.6154 | 1291153.8462 | 1301923.0769 | 1312692.3077 | 1323846.1538 | 1335000
CQ | GG | 2600 |  |  | CQ-GG Option 2 |  | 901153.8462 | 910384.6154 | 919615.3846 | 928846.1538 | 939230.7692 | 953846.1538 | 964230.7692 | 972692.3077 | 983076.9231 | 994230.7692 | 1003461.5385 | 1011153.8462 | 1018461.5385 | 1026153.8462 | 1033846.1538 | 1041923.0769 | 1049615.3846 | 1058076.9231 | 1066153.8462 | 1074615.3846 | 1083076.9231 | 1091923.0769 | 1100769.2308 | 1109615.3846 | 1118846.1538 | 1128076.9231 | 1137307.6923 | 1146923.0769 | 1156538.4615 | 1166538.4615
SQ-CQ
|  |  |  | Flow path | Option | Status | 2024-25 | 2025-26 | 2026-27 | 2027-28 | 2028-29 | 2029-30 | 2030-31 | 2031-32 | 2032-33 | 2033-34 | 2034-35 | 2035-36 | 2036-37 | 2037-38 | 2038-39 | 2039-40 | 2040-41 | 2041-42 | 2042-43 | 2043-44 | 2044-45 | 2045-46 | 2046-47 | 2047-48 | 2048-49 | 2049-50 | 2050-51 | 2051-52 | 2052-53 | 2053-54
SQ | CQ | 900 |  | SQ-CQ | SQ-CQ Option 1 |  | 1448415.2794 | 1470466.4713 | 1488355.5971 | 1505717.8878 | 1525028.7009 | 1551492.3638 | 1571150.0006 | 1587736.3227 | 1607908.6959 | 1628586.4383 | 1647165.4165 | 1663313.1619 | 1679787.2604 | 1696598.4815 | 1713724.5803 | 1731155.8272 | 1749000.8203 | 1767255.1661 | 1785909.9671 | 1804976.9254 | 1824467.5063 | 1844391.2276 | 1864758.8892 | 1885581.6151 | 1906871.3309 | 1928639.8881 | 1950900.0763 | 1973665.3523 | 1996948.8368 | 2020765.5859
SQ | CQ | 300 |  |  | SQ-CQ Option 2 |  | 196755.0604 | 197165.4292 | 199225.244 | 201394.507 | 203563.6684 | 206754.3414 | 209286.5545 | 211290.3422 | 213710.5512 | 216203.1833 | 218509.5208 | 220343.9767 | 222159.7171 | 223993.9956 | 225853.3255 | 227732.3172 | 229643.8681 | 231588.0014 | 233562.3384 | 235567.5284 | 237604.1669 | 239672.502 | 241772.9334 | 243905.8359 | 246071.656 | 248270.7804 | 250503.6606 | 252770.7973 | 255072.5935 | 257409.651
SQ | CQ | 2800 |  |  | SQ-CQ Option 3 |  | 1118783.7873 | 1134690.6506 | 1148138.2809 | 1161430.4268 | 1176185.0289 | 1196266.9363 | 1211073.2012 | 1223582.757 | 1238811.8108 | 1254412.1146 | 1268262.7039 | 1280009.0704 | 1291956.8387 | 1304125.0194 | 1316497.761 | 1329068.935 | 1341919.2726 | 1355043.9488 | 1368434.7935 | 1382099.2922 | 1396044.6346 | 1410276.4851 | 1424801.423 | 1439626.198 | 1454758.1087 | 1470204.3291 | 1485972.6799 | 1502071.4186 | 1518508.4504 | 1535293.0883
SQ | CQ | 3150 |  |  | SQ-CQ Option 5 |  | 1177575.9741 | 1190930.6753 | 1203412.1672 | 1215928.6382 | 1229437.642 | 1248811.9978 | 1263318.7161 | 1274991.7292 | 1289457.3787 | 1304308.1058 | 1317552.801 | 1328650.7413 | 1339835.195 | 1351214.5197 | 1362788.1083 | 1374536.9824 | 1386545.8183 | 1398810.7258 | 1411321.2713 | 1424084.1453 | 1437105.5699 | 1450390.1569 | 1463943.3526 | 1477770.7387 | 1491878.4286 | 1506272.3066 | 1520958.9197 | 1535945.148 | 1551237.5242 | 1566843.9034
SQ | CQ | 350 |  |  | SQ-CQ Option 6 |  | 2284638.112 | 2284538.5632 | 2299593.8757 | 2316182.9609 | 2331243.1241 | 2359152.1361 | 2381963.4098 | 2396894.2107 | 2416645.8717 | 2437161.9361 | 2456484.6828 | 2471824.9565 | 2486599.6826 | 2501530.7053 | 2516732.9787 | 2532097.799 | 2547781.5693 | 2563787.3842 | 2580084.6392 | 2596679.1921 | 2613575.5386 | 2630774.6772 | 2648278.6782 | 2666089.5092 | 2684209.8813 | 2702641.5244 | 2721387.2389 | 2740449.8152 | 2759831.4431 | 2779535.9877
NNSW–SQ
|  |  |  | Flow path | Option | Status | 2024-25 | 2025-26 | 2026-27 | 2027-28 | 2028-29 | 2029-30 | 2030-31 | 2031-32 | 2032-33 | 2033-34 | 2034-35 | 2035-36 | 2036-37 | 2037-38 | 2038-39 | 2039-40 | 2040-41 | 2041-42 | 2042-43 | 2043-44 | 2044-45 | 2045-46 | 2046-47 | 2047-48 | 2048-49 | 2049-50 | 2050-51 | 2051-52 | 2052-53 | 2053-54
NNSW | SQ | 730 |  | NNSW–SQ | NNSW–SQ Option 1 |  | 3223419.0613 | 3280391.1415 | 3324033.4886 | 3365502.0327 | 3411464.8967 | 3473948.1952 | 3521438.7025 | 3561970.9006 | 3610855.5311 | 3661001.6019 | 3707152.3628 | 3748964.0111 | 3791928.1 | 3835942.0474 | 3880961.6295 | 3926970.8482 | 3974232.1245 | 4022747.324 | 4072510.1739 | 4123561.2636 | 4175941.3499 | 4229687.4048 | 4284839.8353 | 4341440.5939 | 4399534.0814 | 4459165.1896 | 4520381.7558 | 4583233.8492 | 4647771.6412 | 4714050.5266
NNSW | SQ | 1800 | y |  | NNSW–SQ Option 4 |  | 4989300.6185 | 5023035.2344 | 5079103.9936 | 5097667.2951 | 5172752.5231 | 5270589.3995 | 5292948.3846 | 5316442.6508 | 5355748.4646 | 5397073.7368 | 5434877.6488 | 5462610.6806 | 5493035.4867 | 5525232.0009 | 5558041.6447 | 5591787.0774 | 5626919.7244 | 5663266.1235 | 5700790.1791 | 5739509.4216 | 5779440.8635 | 5820595.4177 | 5862987.3307 | 5906631.6588 | 5951545.351 | 5997744.5675 | 6045248.4753 | 6094077.274 | 6144250.2155 | 6195791.5554
NNSW | SQ | 1260 |  |  | NNSW–SQ Option 2 |  | 2334920.6349 | 2372222.2222 | 2402380.9524 | 2431746.0317 | 2463492.0635 | 2507142.8571 | 2540476.1905 | 2568253.9683 | 2602380.9524 | 2637301.5873 | 2669047.619 | 2697619.0476 | 2726190.4762 | 2755555.5556 | 2785714.2857 | 2816666.6667 | 2848412.6984 | 2880952.381 | 2914285.7143 | 2948412.6984 | 2982539.6825 | 3018253.9683 | 3055555.5556 | 3092857.1429 | 3130952.381 | 3170634.9206 | 3211111.1111 | 3252380.9524 | 3294444.4444 | 3338095.2381
NNSW | SQ | 3000 |  |  | NNSW–SQ Option 5 |  | 1730333.3333 | 1757000 | 1778333.3333 | 1799333.3333 | 1822666.6667 | 1854333.3333 | 1878000 | 1898000 | 1922333.3333 | 1947333.3333 | 1969666.6667 | 1989333.3333 | 2009666.6667 | 2030000 | 2051000 | 2072333.3333 | 2094333.3333 | 2116666.6667 | 2139666.6667 | 2163000 | 2187000 | 2211666.6667 | 2237000 | 2262666.6667 | 2289000 | 2316000 | 2343666.6667 | 2372000 | 2401000 | 2431000
CNSW-NNSW
|  |  |  | Flow path | Option | Status | 2024-25 | 2025-26 | 2026-27 | 2027-28 | 2028-29 | 2029-30 | 2030-31 | 2031-32 | 2032-33 | 2033-34 | 2034-35 | 2035-36 | 2036-37 | 2037-38 | 2038-39 | 2039-40 | 2040-41 | 2041-42 | 2042-43 | 2043-44 | 2044-45 | 2045-46 | 2046-47 | 2047-48 | 2048-49 | 2049-50 | 2050-51 | 2051-52 | 2052-53 | 2053-54
CNSW | NNSW | 2400 |  | CNSW-NNSW | CNSW-NNSW Option 1 |  | 1064373.9275 | 1076306.3288 | 1087616.9471 | 1098971.8725 | 1111121.9816 | 1128675.6941 | 1141951.3942 | 1152587.5059 | 1165762.7253 | 1179301.4222 | 1191431.7109 | 1201639.1726 | 1211924.3001 | 1222400.9099 | 1233072.0002 | 1243918.6399 | 1255019.2741 | 1266371.7934 | 1277967.6049 | 1289813.9644 | 1301917.7222 | 1314284.3341 | 1326920.0586 | 1339831.3478 | 1353025.2046 | 1366508.4878 | 1380288.7348 | 1394373.8595 | 1408771.5455 | 1423490.7572
CNSW | NNSW | 3600 |  |  | CNSW-NNSW Option 2 |  | 614659.0019 | 622575.2319 | 629837.6072 | 637017.9135 | 644701.6392 | 655547.4278 | 663915.5106 | 670792.2209 | 679176.8182 | 687793.0616 | 695698.6664 | 702617.9182 | 709653.3769 | 716842.9251 | 724189.3011 | 731683.8443 | 739374.0835 | 747260.5531 | 755340.3653 | 763619.7805 | 772104.9737 | 780801.364 | 789714.9416 | 798851.9162 | 808218.9085 | 817822.5578 | 827670.0056 | 837768.7299 | 848126.1854 | 858750.7078
CNSW | NNSW | 1750 |  |  | CNSW-NNSW Option 4 |  | 2142960.7242 | 2150063.0186 | 2172585.3264 | 2176541.8288 | 2208538.8283 | 2250046.4412 | 2255162.8443 | 2261667.2462 | 2275090.7519 | 2289380.0653 | 2302452.8042 | 2310749.7666 | 2320198.9758 | 2330375.8472 | 2340703.7454 | 2351346.3519 | 2362497.1193 | 2374067.2172 | 2386037.2016 | 2398409.0049 | 2411184.2825 | 2424361.8995 | 2437941.9594 | 2451924.6534 | 2466310.7485 | 2481100.4642 | 2496295.0603 | 2511895.9581 | 2527903.9766 | 2544321.7143
CNSW | NNSW | 1750 |  |  | CNSW-NNSW Option 5 |  | 2922960.8939 | 2940958.4085 | 2973723.6607 | 2986796.6519 | 3030496.924 | 3087243.7718 | 3102329.1254 | 3117713.1109 | 3142042.2658 | 3167534.1838 | 3190794.6483 | 3207830.7167 | 3226307.8492 | 3245737.1992 | 3265501.4269 | 3285777.3486 | 3306818.1588 | 3328529.3329 | 3350888.7821 | 3373905.8259 | 3397589.5476 | 3421945.2687 | 3446980.3255 | 3472702.3989 | 3499120.2356 | 3526242.0912 | 3554077.8638 | 3582638.0613 | 3611932.5009 | 3641973.9315
CNSW | NNSW | 1500 |  |  | CNSW-NNSW Option 6 |  | 295713.7986 | 295388.551 | 296079.6359 | 296885.2622 | 297373.0709 | 299695.1869 | 301604.0518 | 302245.8939 | 303533.4143 | 304909.0772 | 306234.6702 | 307270.0497 | 308184.3331 | 309113.9675 | 310075.8341 | 311049.2749 | 312056.5017 | 313097.8869 | 314168.9932 | 315270.4218 | 316402.4485 | 317565.0039 | 318758.0433 | 319981.5483 | 321235.5895 | 322520.0689 | 323835.0832 | 325180.6445 | 326556.7691 | 327963.6019
CNSW-SNW
|  |  |  | Flow path | Option | Status | 2024-25 | 2025-26 | 2026-27 | 2027-28 | 2028-29 | 2029-30 | 2030-31 | 2031-32 | 2032-33 | 2033-34 | 2034-35 | 2035-36 | 2036-37 | 2037-38 | 2038-39 | 2039-40 | 2040-41 | 2041-42 | 2042-43 | 2043-44 | 2044-45 | 2045-46 | 2046-47 | 2047-48 | 2048-49 | 2049-50 | 2050-51 | 2051-52 | 2052-53 | 2053-54
CNSW | SNW | 5000 |  | CNSW-SNW | CNSW-SNW Option 1 |  | 269550.3479 | 272695.1506 | 275859.2771 | 279027.7713 | 282412.8563 | 287145.5701 | 290779.1203 | 293778.5309 | 297426.7721 | 301173.7395 | 304591.115 | 307522.1747 | 310495.0799 | 313527.5195 | 316621.0615 | 319772.265 | 323001.2511 | 326307.9718 | 329690.8651 | 333152.3287 | 336694.707 | 340319.9982 | 344030.4384 | 347828.3389 | 351716.1747 | 355696.4131 | 359771.7198 | 363944.8922 | 368218.692 | 372596.2492
CNSW | SNW | 5000 |  |  | CNSW-SNW H-Dapto |  | 292616.1206 | 295923.7074 | 299074.4589 | 302244.603 | 305627.5033 | 310502.4577 | 314219.6005 | 317212.8413 | 320901.6298 | 324692.6376 | 328118.6067 | 331036.8099 | 333982.9027 | 336985.0562 | 340044.5632 | 343156.377 | 346342.0066 | 349601.1175 | 352931.5194 | 356335.3365 | 359814.6152 | 363371.0081 | 367006.405 | 370722.7522 | 374522.1537 | 378406.6828 | 382378.603 | 386440.2919 | 390594.071 | 394842.6241
CNSW | SNW | 5000 |  |  | CNSW-SNW H-Newcastle |  | 332651.4937 | 337126.0141 | 341107.4667 | 345051.4067 | 349282.4013 | 355206.897 | 359777.2302 | 363557.9128 | 368157.2873 | 372881.7379 | 377215.1801 | 381021.6126 | 384897.8541 | 388859.6584 | 392908.1343 | 397039.2107 | 401278.5697 | 405626.5055 | 410081.6077 | 414647.3565 | 419327.1981 | 424124.1723 | 429041.6351 | 434083.0663 | 439252.172 | 444552.6743 | 449988.5723 | 455564.0535 | 461283.2961 | 467150.9647
CNSW | SNW | 4400 |  |  | CNSW-SNW Option 6a |  | 488283.291 | 495498.1063 | 501718.7053 | 507826.0502 | 514459.7981 | 523551.3953 | 530533.2381 | 536427.9825 | 543541.5374 | 550844.0733 | 557553.8102 | 563496.5612 | 569572.2325 | 575786.3762 | 582137.9746 | 588623.3894 | 595280.7471 | 602110.5721 | 609111.399 | 616288.8509 | 623648.5532 | 631195.5403 | 638935.3511 | 646873.729 | 655016.7735 | 663370.6398 | 671941.9096 | 680737.4819 | 689764.2562 | 699029.8947
CNSW | SNW | 4400 |  |  | CNSW-SNW Option 6b |  | 383208.2298 | 388125.1961 | 392810.3654 | 397466.6272 | 402483.6491 | 409418.0341 | 414738.3754 | 419187.935 | 424569.6494 | 430095.4423 | 435152.8372 | 439547.236 | 444020.0749 | 448586.5154 | 453247.3129 | 457998.6432 | 462869.426 | 467859.7633 | 472967.823 | 478197.3484 | 483552.0514 | 489035.1492 | 494650.2273 | 500400.9918 | 506291.3977 | 512325.4107 | 518507.291 | 524841.5125 | 531332.5111 | 537985.276
CNSW | SNW | 0 |  |  | CNSW-SNW Option 2
CNSW | SNW | 0 |  |  | CNSW-SNW Option 2d
CNSW | SNW | 1300 |  |  | CNSW-SNW Option 3 Stage 1 |  | 1348461.5385 | 1369230.7692 | 1386923.0769 | 1404615.3846 | 1423846.1538 | 1449230.7692 | 1468461.5385 | 1485384.6154 | 1505384.6154 | 1525384.6154 | 1543846.1538 | 1560000 | 1576153.8462 | 1593076.9231 | 1610769.2308 | 1627692.3077 | 1645384.6154 | 1663846.1538 | 1683076.9231 | 1702307.6923 | 1721538.4615 | 1741538.4615 | 1762307.6923 | 1783846.1538 | 1805384.6154 | 1827692.3077 | 1850000 | 1873846.1538 | 1897692.3077 | 1921538.4615
CNSW | SNW | 2300 |  |  | CNSW-SNW Option 3 Stage 2 |  | 251739.1304 | 252173.913 | 253913.0435 | 256086.9565 | 258260.8696 | 261739.1304 | 264347.8261 | 266086.9565 | 268695.6522 | 271304.3478 | 273478.2609 | 275652.1739 | 277391.3043 | 279130.4348 | 280869.5652 | 283043.4783 | 284782.6087 | 286956.5217 | 289130.4348 | 290869.5652 | 293043.4783 | 295217.3913 | 297391.3043 | 299565.2174 | 301739.1304 | 304347.8261 | 306521.7391 | 309130.4348 | 311304.3478 | 313913.0435
CNSW | SNW | 3600 |  |  | CNSW-SNW Option 4 |  | 683333.3333 | 691666.6667 | 699722.2222 | 707500 | 716111.1111 | 728055.5556 | 737222.2222 | 744722.2222 | 753888.8889 | 763333.3333 | 771944.4444 | 779444.4444 | 786944.4444 | 794444.4444 | 802222.2222 | 810000 | 818333.3333 | 826388.8889 | 835000 | 843611.1111 | 852500 | 861666.6667 | 870833.3333 | 880555.5556 | 890277.7778 | 900277.7778 | 910555.5556 | 920833.3333 | 931666.6667 | 942500
SNSW-CNSW
|  |  |  | Flow path | Option | Status | 2024-25 | 2025-26 | 2026-27 | 2027-28 | 2028-29 | 2029-30 | 2030-31 | 2031-32 | 2032-33 | 2033-34 | 2034-35 | 2035-36 | 2036-37 | 2037-38 | 2038-39 | 2039-40 | 2040-41 | 2041-42 | 2042-43 | 2043-44 | 2044-45 | 2045-46 | 2046-47 | 2047-48 | 2048-49 | 2049-50 | 2050-51 | 2051-52 | 2052-53 | 2053-54
SNSW | CNSW | 2000 |  | SNSW-CNSW | SNSW-CNSW Option 2 |  | 2620528.8129 | 2637398.7649 | 2667837.9256 | 2680368.0015 | 2720800.8484 | 2772785.4523 | 2786962.9176 | 2801630.2312 | 2824397.6962 | 2848220.9512 | 2870153.961 | 2886503.2666 | 2904250.9142 | 2922901.391 | 2941896.3746 | 2961402.9471 | 2981650.2244 | 3002553.746 | 3024096.3752 | 3046288.6399 | 3069141.0132 | 3092660.68 | 3116856.7345 | 3141738.7054 | 3167317.1653 | 3193602.3548 | 3220606.1206 | 3248340.9769 | 3276818.9286 | 3306054.7702
SNSW | CNSW | 6000 |  |  | SNSW-CNSW Option 3 |  | 660810.0199 | 671795.3107 | 680480.4605 | 688929.4327 | 698263.2042 | 710839.7076 | 720343.9936 | 728474.2483 | 738292.8017 | 748362.3588 | 757517.2429 | 765617.9053 | 773923.8456 | 782424.9517 | 791113.9758 | 799989.0671 | 809102.6152 | 818454.5248 | 828043.236 | 837876.6918 | 847962.7928 | 858308.7059 | 868922.2707 | 879811.6368 | 890985.4476 | 902452.4399 | 914221.9552 | 926303.78 | 938707.7104 | 951444.605
SNSW | CNSW | 3000 |  |  | SNSW-CNSW Option 4 |  | 1038621.4465 | 1057685.1497 | 1072200.9066 | 1086107.388 | 1101512.5369 | 1122141.1931 | 1137881.4395 | 1151474.753 | 1167793.7424 | 1184535.8074 | 1199953.2 | 1213924.8791 | 1228310.2863 | 1243062.2876 | 1258167.8141 | 1273625.887 | 1289522.7156 | 1305860.2319 | 1322638.5493 | 1339872.865 | 1357578.4849 | 1375769.6329 | 1394461.7281 | 1413670.8192 | 1433413.859 | 1453708.078 | 1474571.8037 | 1496024.2176 | 1518084.6641 | 1540774.3417
SNSW | CNSW | 450 |  |  | SNSW-CNSW Option 5 |  | 487507.6659 | 488450.6236 | 492757.5412 | 497313.7465 | 501742.2872 | 508824.5225 | 514501.5684 | 518692.4589 | 523929.9531 | 529341.3858 | 534376.5423 | 538416.5026 | 542384.1823 | 546398.8161 | 550479.2795 | 554607.6631 | 558817.3648 | 563108.8185 | 567476.0797 | 571920.9113 | 576444.8676 | 581048.7179 | 585733.5458 | 590500.413 | 595350.566 | 600285.0889 | 605305.2784 | 610412.5116 | 615607.995 | 620893.3856
WNV-SESA
|  |  |  | Flow path | Option | Status | 2024-25 | 2025-26 | 2026-27 | 2027-28 | 2028-29 | 2029-30 | 2030-31 | 2031-32 | 2032-33 | 2033-34 | 2034-35 | 2035-36 | 2036-37 | 2037-38 | 2038-39 | 2039-40 | 2040-41 | 2041-42 | 2042-43 | 2043-44 | 2044-45 | 2045-46 | 2046-47 | 2047-48 | 2048-49 | 2049-50 | 2050-51 | 2051-52 | 2052-53 | 2053-54
WNV | SESA | 890 |  | WNV-SESA | WNV-SESA Option 1 |  | 893074.6934 | 900276.4216 | 912625.4007 | 924733.5806 | 937907.8107 | 955678.7094 | 969543.0541 | 981385.5766 | 995579.7143 | 1010115.9349 | 1023862.4611 | 1036689.0548 | 1049923.172 | 1063486.597 | 1077374.6489 | 1091580.9934 | 1106180.0544 | 1121173.3229 | 1136560.2004 | 1152352.9432 | 1168563.8698 | 1185204.2985 | 1202286.4344 | 1219822.9861 | 1237827.3174 | 1256312.8974 | 1275294.063 | 1294785.7315 | 1314802.8819 | 1335361.916
WNV | SESA | 1900 |  |  | WNV-SESA Option 2 |  | 609689.3 | 614855.8575 | 622845.2933 | 630714.635 | 639277.2542 | 650951.1683 | 659966.1152 | 667584.1762 | 676778.4713 | 686196.299 | 694989.4847 | 703042.788 | 711322.423 | 719798.5888 | 728467.8681 | 737324.705 | 746418.5294 | 755749.4594 | 765315.8895 | 775125.0364 | 785184.0711 | 795499.4589 | 806078.2183 | 816927.6512 | 828055.4635 | 839469.3846 | 851177.6786 | 863188.949 | 875511.7857 | 888155.6801
WNV | SESA | 1500 |  |  | WNV-SESA Option 3 |  | 2130762.0168 | 2138173.9182 | 2162442.13 | 2169855.6603 | 2203134.147 | 2245809.6132 | 2254457.6784 | 2264167.9034 | 2280700.5841 | 2298101.7341 | 2314306.8437 | 2326132.2074 | 2339226.1876 | 2353104.0851 | 2367239.181 | 2381786.899 | 2396939.2671 | 2412616.9213 | 2428804.8865 | 2445509.6504 | 2462737.6456 | 2480492.6272 | 2498779.7579 | 2517604.5029 | 2536973.0546 | 2556891.2289 | 2577366.0729 | 2598405.0118 | 2620015.017 | 2642205.121
SESA-CSA
|  |  |  | Flow path | Option | Status | 2024-25 | 2025-26 | 2026-27 | 2027-28 | 2028-29 | 2029-30 | 2030-31 | 2031-32 | 2032-33 | 2033-34 | 2034-35 | 2035-36 | 2036-37 | 2037-38 | 2038-39 | 2039-40 | 2040-41 | 2041-42 | 2042-43 | 2043-44 | 2044-45 | 2045-46 | 2046-47 | 2047-48 | 2048-49 | 2049-50 | 2050-51 | 2051-52 | 2052-53 | 2053-54
SESA | CSA | 1470 |  | SESA-CSA | SESA-CSA Option 2 |  | 2420006.9611 | 2444757.6468 | 2479412.0101 | 2512966.031 | 2550143.2729 | 2599622.4034 | 2637585.9293 | 2670410.2558 | 2709784.9182 | 2750066.1626 | 2787716.7302 | 2822934.2871 | 2859369.3832 | 2896734.3803 | 2934986.9473 | 2974119.8061 | 3014338.9407 | 3055644.8134 | 3098036.8648 | 3141549.237 | 3186216.0976 | 3232069.0848 | 3279142.2186 | 3327470.9709 | 3377092.6193 | 3428044.7781 | 3480367.4602 | 3534102.3068 | 3589291.1072 | 3645979.606
SESA | CSA | 840 |  |  | SESA-CSA Option 3 |  | 2672975.7052 | 2701215.4323 | 2743862.4281 | 2784724.0017 | 2830343.3543 | 2889566.4501 | 2935363.5222 | 2975905.4695 | 3023990.9615 | 3073143.7772 | 3119741.1556 | 3164436.2704 | 3210946.3042 | 3258716.6437 | 3307684.7206 | 3357860.2765 | 3409482.5568 | 3462556.5672 | 3517091.392 | 3573133.8109 | 3630731.2528 | 3689928.5936 | 3750773.7395 | 3813316.6853 | 3877609.7509 | 3943706.023 | 4011661.6746 | 4081535.1432 | 4153385.406 | 4227276.4002
SESA | CSA | 1500 |  |  | SESA-CSA Option 4 |  | 2882963.2109 | 2898854.5198 | 2936212.4152 | 2956359.8026 | 3003448.9779 | 3063790.3077 | 3086611.4447 | 3108973.6831 | 3140365.1538 | 3172929.2533 | 3203625.2021 | 3229624.8216 | 3257507.8264 | 3286584.959 | 3316317.7939 | 3346864.8567 | 3378489.0838 | 3411114.6457 | 3444731.6713 | 3479362.4638 | 3515029.5128 | 3551752.0371 | 3589551.5713 | 3628450.6962 | 3668473.4614 | 3709643.8442 | 3751988.0648 | 3795533.463 | 3840307.1847 | 3886339.9829
SESA | CSA | 120 |  |  | SESA-CSA Option 1 |  | 666666.6667 | 675000 | 675000 | 683333.3333 | 691666.6667 | 700000 | 708333.3333 | 716666.6667 | 716666.6667 | 725000 | 733333.3333 | 741666.6667 | 741666.6667 | 750000 | 758333.3333 | 758333.3333 | 766666.6667 | 775000 | 775000 | 783333.3333 | 791666.6667 | 791666.6667 | 800000 | 808333.3333 | 816666.6667 | 816666.6667 | 825000 | 833333.3333 | 841666.6667 | 841666.6667
CSA-NSA
|  |  |  | Flow path | Option | Status | 2024-25 | 2025-26 | 2026-27 | 2027-28 | 2028-29 | 2029-30 | 2030-31 | 2031-32 | 2032-33 | 2033-34 | 2034-35 | 2035-36 | 2036-37 | 2037-38 | 2038-39 | 2039-40 | 2040-41 | 2041-42 | 2042-43 | 2043-44 | 2044-45 | 2045-46 | 2046-47 | 2047-48 | 2048-49 | 2049-50 | 2050-51 | 2051-52 | 2052-53 | 2053-54
CSA | NSA | 1100 |  | CSA-NSA | CSA-NSA Option 4 Stage 1 |  | 2970625.049 | 3002670.9105 | 3036426.5599 | 3069440.8214 | 3106324.7029 | 3158292.0346 | 3196520.7613 | 3227943.3185 | 3266775.0949 | 3306591.7266 | 3342231.5882 | 3373296.5217 | 3404926.4415 | 3437215.0309 | 3470111.1138 | 3503578.049 | 3537842.6366 | 3572892.8954 | 3608707.0176 | 3645306.4427 | 3682711.6276 | 3720939.1739 | 3760007.9325 | 3799937.3772 | 3840748.473 | 3882461.8042 | 3925099.814 | 3968686.0135 | 4013243.1852 | 4058797.7348
CSA | NSA | 900 |  |  | CSA-NSA Option 4 Stage 2 |  | 526689.8396 | 526793.4133 | 530819.5191 | 535267.563 | 539406.7375 | 546411.9191 | 552148.7663 | 556186.8888 | 561324.2524 | 566641.513 | 571640.5693 | 575627.0143 | 579507.482 | 583426.2982 | 587409.5312 | 591435.3855 | 595538.8142 | 599720.5816 | 603973.9295 | 608300.293 | 612700.8691 | 617176.0005 | 621726.3298 | 626352.4592 | 631055.1649 | 635835.0167 | 640692.8084 | 645629.3676 | 650645.3493 | 655741.8348
CSA | NSA | 1100 |  |  | CSA-NSA Option 1 |  | 1970909.0909 | 1990909.0909 | 2013636.3636 | 2035454.5455 | 2060000 | 2095454.5455 | 2120909.0909 | 2141818.1818 | 2168181.8182 | 2195454.5455 | 2219090.9091 | 2240909.0909 | 2262727.2727 | 2285454.5455 | 2308181.8182 | 2330909.0909 | 2355454.5455 | 2379090.9091 | 2404545.4545 | 2430000 | 2456363.6364 | 2482727.2727 | 2510000 | 2538181.8182 | 2566363.6364 | 2595454.5455 | 2625454.5455 | 2656363.6364 | 2687272.7273 | 2719090.9091
CSA | NSA | 1200 |  |  | CSA-NSA Option 2 |  | 2089166.6667 | 2108333.3333 | 2138333.3333 | 2167500 | 2199166.6667 | 2241666.6667 | 2275000 | 2303333.3333 | 2337500 | 2372500 | 2405833.3333 | 2437500 | 2470000 | 2503333.3333 | 2537500 | 2572500 | 2608333.3333 | 2645833.3333 | 2684166.6667 | 2723333.3333 | 2763333.3333 | 2805000 | 2847500 | 2890833.3333 | 2935833.3333 | 2981666.6667 | 3029166.6667 | 3078333.3333 | 3128333.3333 | 3180000
CSA | NSA | 2000 |  |  | CSA-NSA Option 3 |  | 1739000 | 1755000 | 1778500 | 1801000 | 1826000 | 1860000 | 1886000 | 1908000 | 1935000 | 1962500 | 1988000 | 2011500 | 2036000 | 2061500 | 2087000 | 2113500 | 2140500 | 2168500 | 2197000 | 2226000 | 2256000 | 2287000 | 2318500 | 2351000 | 2384500 | 2419000 | 2454000 | 2490000 | 2527000 | 2565500
VIC-SNSW
|  |  |  | Flow path | Option | Status | 2024-25 | 2025-26 | 2026-27 | 2027-28 | 2028-29 | 2029-30 | 2030-31 | 2031-32 | 2032-33 | 2033-34 | 2034-35 | 2035-36 | 2036-37 | 2037-38 | 2038-39 | 2039-40 | 2040-41 | 2041-42 | 2042-43 | 2043-44 | 2044-45 | 2045-46 | 2046-47 | 2047-48 | 2048-49 | 2049-50 | 2050-51 | 2051-52 | 2052-53 | 2053-54
WNV | SNSW | 1890 |  | VIC-SNSW | VIC-SNSW Option 1 |  | 3966137.5661 | 4021164.0212 | 4087301.5873 | 4152380.9524 | 4223809.5238 | 4314814.8148 | 4388359.7884 | 4453968.254 | 4531216.9312 | 4610582.0106 | 4686772.4868 | 4758730.1587 | 4833862.4339 | 4911640.2116 | 4991534.3915 | 5074074.0741 | 5159259.2593 | 5247619.0476 | 5339153.4392 | 5433333.3333 | 5531216.9312 | 5632275.1323 | 5736507.9365 | 5844973.545 | 5957142.8571 | 6073015.873 | 6193121.6931 | 6317989.418 | 6446560.8466 | 6580423.2804
TAS-SEV
|  |  |  | Flow path | Option | Status | 2024-25 | 2025-26 | 2026-27 | 2027-28 | 2028-29 | 2029-30 | 2030-31 | 2031-32 | 2032-33 | 2033-34 | 2034-35 | 2035-36 | 2036-37 | 2037-38 | 2038-39 | 2039-40 | 2040-41 | 2041-42 | 2042-43 | 2043-44 | 2044-45 | 2045-46 | 2046-47 | 2047-48 | 2048-49 | 2049-50 | 2050-51 | 2051-52 | 2052-53 | 2053-54
TAS | SEV | 750 |  | TAS-SEV | TAS-SEV Option 1 |  | 6974666.6667 | 7097333.3333 | 7173333.3333 | 7216000 | 7316000 | 7446666.6667 | 7494666.6667 | 7542666.6667 | 7610666.6667 | 7680000 | 7740000 | 7790666.6667 | 7845333.3333 | 7902666.6667 | 7960000 | 8020000 | 8081333.3333 | 8145333.3333 | 8210666.6667 | 8278666.6667 | 8348000 | 8420000 | 8494666.6667 | 8570666.6667 | 8649333.3333 | 8730666.6667 | 8814666.6667 | 8900000 | 8989333.3333 | 9081333.3333
TAS | SEV | 750 |  |  | TAS-SEV Option 2 |  | 3513333.3333 | 3573333.3333 | 3609333.3333 | 3628000 | 3676000 | 3740000 | 3761333.3333 | 3782666.6667 | 3813333.3333 | 3845333.3333 | 3872000 | 3894666.6667 | 3918666.6667 | 3944000 | 3969333.3333 | 3994666.6667 | 4022666.6667 | 4050666.6667 | 4078666.6667 | 4108000 | 4138666.6667 | 4170666.6667 | 4202666.6667 | 4236000 | 4269333.3333 | 4305333.3333 | 4341333.3333 | 4377333.3333 | 4416000 | 4454666.6667
MEL-WNV
|  |  |  | Flow path | Option | Status | 2024-25 | 2025-26 | 2026-27 | 2027-28 | 2028-29 | 2029-30 | 2030-31 | 2031-32 | 2032-33 | 2033-34 | 2034-35 | 2035-36 | 2036-37 | 2037-38 | 2038-39 | 2039-40 | 2040-41 | 2041-42 | 2042-43 | 2043-44 | 2044-45 | 2045-46 | 2046-47 | 2047-48 | 2048-49 | 2049-50 | 2050-51 | 2051-52 | 2052-53 | 2053-54
MEL | WNV | 800 |  | MEL-WNV | MEL-WNV Option 1 |  | 160000 | 160000 | 161250 | 162500 | 162500 | 165000 | 166250 | 167500 | 168750 | 170000 | 171250 | 172500 | 173750 | 175000 | 175000 | 176250 | 177500 | 178750 | 180000 | 181250 | 182500 | 182500 | 183750 | 185000 | 186250 | 187500 | 188750 | 190000 | 191250 | 192500
MEL | WNV | 800 |  |  | MEL-WNV Option 2 |  | 217500 | 217500 | 218750 | 221250 | 222500 | 226250 | 228750 | 230000 | 232500 | 235000 | 236250 | 238750 | 240000 | 242500 | 243750 | 245000 | 247500 | 250000 | 251250 | 253750 | 255000 | 257500 | 260000 | 262500 | 263750 | 266250 | 268750 | 271250 | 273750 | 276250
Summary costs of known projects that deliver both forward and reverse capacity
[7 empty] | 2025 | 2026 | 2027 | 2028 | 2029 | 2030 | 2031 | 2032 | 2033 | 2034 | 2035 | 2036 | 2037 | 2038 | 2039 | 2040 | 2041 | 2042 | 2043 | 2044 | 2045 | 2046 | 2047 | 2048 | 2049 | 2050 | 2051 | 2052 | 2053 | 2054 | 2055
[5 empty] | CQ | NQ | 1379845.6112 | 1401864.1988 | 1418544.1598 | 1434121.4474 | 1451703.6774 | 1476490.7703 | 1494783.6317 | 1509782.1593 | 1528475.5725 | 1547526.6869 | 1564786.0687 | 1579774.0747 | 1595347.8087 | 1611165.7651 | 1627207.2092 | 1643651.6307 | 1660578.1399 | 1677791.2949 | 1695476.6786 | 1713450.27 | 1731912.412 | 1750869.8299 | 1770330.1004 | 1790108.7438 | 1810406.4716 | 1831231.6251 | 1852400.9156 | 1874308.4244 | 1896578.8167 | 1919414.9966 | 1919414.9966
[5 empty] | CQ | GG | 644236.6785 | 650401.7031 | 657136.3094 | 663825.2443 | 671318.0467 | 681903.159 | 689502.2524 | 695678.1475 | 703269.4758 | 711300.0853 | 718156.1322 | 723688.2241 | 729221.5233 | 734869.2846 | 740536.1747 | 746316.0289 | 752123.261 | 758245.7505 | 764200.95 | 770373.9976 | 776669.2223 | 783086.8373 | 789531.0272 | 796098.2686 | 802788.9415 | 809603.3842 | 816445.836 | 823412.8852 | 830504.8856 | 837722.3591 | 837722.3591
[5 empty] | SQ | CQ | 1245233.6426 | 1255558.3579 | 1267745.033 | 1280130.8841 | 1293091.6329 | 1312495.5551 | 1327358.3764 | 1338899.0724 | 1353306.8617 | 1368134.3556 | 1381595.025 | 1392828.3814 | 1404067.7388 | 1415492.5443 | 1427119.3508 | 1438918.3722 | 1450978.2697 | 1463297.0453 | 1475862.6019 | 1488681.4167 | 1501759.4832 | 1515101.0098 | 1528711.0553 | 1542594.7794 | 1556757.8811 | 1571205.7657 | 1585944.5151 | 1600980.5063 | 1616319.7696 | 1631969.6432 | 1631969.6432
[5 empty] | NNSW | SQ | 2429557.6765 | 2469871.1212 | 2501582.5914 | 2532193.7992 | 2565874.5423 | 2611808.1286 | 2646638.2977 | 2676074.9563 | 2711856.6056 | 2748545.5075 | 2781955.5495 | 2811972.1307 | 2842595.081 | 2873832.5343 | 2905891.9717 | 2938656.9494 | 2972326.0521 | 3006788.7905 | 3042154.185 | 3078324.654 | 3115160.3441 | 3153202.6799 | 3192465.1303 | 3232321.4678 | 3273162.1541 | 3315266.7034 | 3358386.5112 | 3402538.2672 | 3447738.6952 | 3494381.9215 | 3494381.9215
[5 empty] | CNSW | NNSW | 1408133.6692 | 1417058.3077 | 1431968.6354 | 1439242.7058 | 1458446.4888 | 1484241.7044 | 1492992.5853 | 1501001.1955 | 1513121.1951 | 1525783.562 | 1537322.5 | 1546021.5248 | 1555253.767 | 1564894.1698 | 1574708.4615 | 1584755.0919 | 1595153.0275 | 1605865.3567 | 1616880.5894 | 1628203.7995 | 1639839.7949 | 1651791.574 | 1664063.0657 | 1676658.3729 | 1689582.1373 | 1702838.734 | 1716433.3495 | 1730371.4507 | 1744658.1955 | 1759300.1426 | 1759300.1426
[5 empty] | CNSW | SNW | 506230.4356 | 512804.9404 | 518891.077 | 524977.3499 | 531560.5428 | 540606.2262 | 547509.8939 | 553294.8746 | 560320.7541 | 567463.7409 | 573987.551 | 579715.1266 | 585432.2174 | 591299.616 | 597352.5081 | 603415.7089 | 609659.0697 | 616087.1868 | 622748.8215 | 629426.1987 | 636264.8831 | 643308.5484 | 650524.5484 | 657984.4756 | 665525.0244 | 673333.7165 | 681208.1738 | 689417.2692 | 697732.0186 | 706194.5642 | 706194.5642
[5 empty] | SNSW | CNSW | 1201866.9863 | 1213832.4622 | 1228319.2085 | 1238179.6422 | 1255579.7192 | 1278647.7189 | 1289922.4798 | 1300067.9229 | 1313603.5484 | 1327615.1258 | 1340500.2366 | 1351115.6384 | 1362217.3071 | 1373696.8616 | 1385414.361 | 1397406.3911 | 1409773.23 | 1422494.3303 | 1435563.56 | 1448989.777 | 1462781.7897 | 1476946.9342 | 1491493.5698 | 1506430.3936 | 1521766.7595 | 1537511.9904 | 1553676.2895 | 1570270.3715 | 1587304.8245 | 1604791.7756 | 1604791.7756
[5 empty] | WNV | SNSW | 3966137.5661 | 4021164.0212 | 4087301.5873 | 4152380.9524 | 4223809.5238 | 4314814.8148 | 4388359.7884 | 4453968.254 | 4531216.9312 | 4610582.0106 | 4686772.4868 | 4758730.1587 | 4833862.4339 | 4911640.2116 | 4991534.3915 | 5074074.0741 | 5159259.2593 | 5247619.0476 | 5339153.4392 | 5433333.3333 | 5531216.9312 | 5632275.1323 | 5736507.9365 | 5844973.545 | 5957142.8571 | 6073015.873 | 6193121.6931 | 6317989.418 | 6446560.8466 | 6580423.2804 | 6580423.2804
[5 empty] | TAS | SEV | 5244000 | 5335333.3333 | 5391333.3333 | 5422000 | 5496000 | 5593333.3333 | 5628000 | 5662666.6667 | 5712000 | 5762666.6667 | 5806000 | 5842666.6667 | 5882000 | 5923333.3333 | 5964666.6667 | 6007333.3333 | 6052000 | 6098000 | 6144666.6667 | 6193333.3333 | 6243333.3333 | 6295333.3333 | 6348666.6667 | 6403333.3333 | 6459333.3333 | 6518000 | 6578000 | 6638666.6667 | 6702666.6667 | 6768000 | 6768000
[5 empty] | WNV | SESA | 666666.6667 | 666666.6667 | 675000 | 675000 | 683333.3333 | 691666.6667 | 700000 | 708333.3333 | 716666.6667 | 716666.6667 | 725000 | 733333.3333 | 741666.6667 | 741666.6667 | 750000 | 758333.3333 | 758333.3333 | 766666.6667 | 775000 | 775000 | 783333.3333 | 791666.6667 | 791666.6667 | 800000 | 808333.3333 | 816666.6667 | 816666.6667 | 825000 | 833333.3333 | 841666.6667 | 841666.6667
[5 empty] | SESA | CSA | 2160653.136 | 2179956.8997 | 2208621.7133 | 2234345.7922 | 2268900.568 | 2313244.7903 | 2341973.5574 | 2367989.0188 | 2397701.925 | 2430284.7983 | 2461104.1053 | 2489665.5115 | 2517372.5451 | 2548008.9957 | 2579330.6988 | 2609294.5682 | 2642244.312 | 2676079.0066 | 2708714.982 | 2744344.7113 | 2780910.8825 | 2816354.0955 | 2854866.8824 | 2894392.9214 | 2934960.6246 | 2974515.328 | 3017254.2999 | 3061126.0616 | 3106162.5911 | 3150315.6639 | 3150315.6639
[5 empty] | WNV | MEL | 188750 | 188750 | 190000 | 191875 | 192500 | 195625 | 197500 | 198750 | 200625 | 202500 | 203750 | 205625 | 206875 | 208750 | 209375 | 210625 | 212500 | 214375 | 215625 | 217500 | 218750 | 220000 | 221875 | 223750 | 225000 | 226875 | 228750 | 230625 | 232500 | 234375 | 234375
[5 empty] | CSA | NSA | 1859278.1292 | 1876741.3496 | 1899543.1552 | 1921732.586 | 1946179.6214 | 1980365.0332 | 2006115.7237 | 2027456.3445 | 2053756.2331 | 2080737.557 | 2105359.28 | 2127766.5254 | 2150632.2392 | 2174185.8416 | 2198040.4926 | 2222384.5051 | 2247533.8659 | 2273207.5439 | 2299678.6137 | 2326588.0138 | 2354221.8933 | 2382568.4894 | 2411546.8525 | 2441260.9976 | 2471700.1215 | 2502883.6066 | 2534882.7669 | 2567802.4702 | 2601298.919 | 2635826.0957 | 2635826.0957
[5 empty] | Average |  | 1761583.8614 | 1783846.4125 | 1805845.1387 | 1823846.5695 | 1849099.8228 | 1882710.9924 | 1903896.6605 | 1922612.4574 | 1945840.0592 | 1969215.9049 | 1991252.995 | 2010992.4843 | 2031272.6406 | 2051756.6019 | 2073167.4836 | 2095012.6913 | 2117112.4477 | 2140501.3092 | 2164286.6221 | 2188273.0389 | 2213550.331 | 2239423.4716 | 2265557.5771 | 2293069.7922 | 2321266.1261 | 2350226.7995 | 2379474.6936 | 2410192.9839 | 2441796.8894 | 2474183.2392 | 2474183.2392
Observations / assumptions
- All between state projects likely to use both forward and reverse directions
- Within state projects might only use forward direction toward capital city zone, North queensland zones might be an exception with Gladstone aluminium making for a second capitla city level of demand and places like Townsville and Cairns major population centres
- Model constraint will force equality of capacity in both directions
[7 empty] | 2025 | 2026 | 2027 | 2028 | 2029 | 2030 | 2031 | 2032 | 2033 | 2034 | 2035 | 2036 | 2037 | 2038 | 2039 | 2040 | 2041 | 2042 | 2043 | 2044 | 2045 | 2046 | 2047 | 2048 | 2049 | 2050 | 2051 | 2052 | 2053 | 2054 | 2055
[5 empty] | NQ | CQ | 1379845.6112 | 1401864.1988 | 1418544.1598 | 1434121.4474 | 1451703.6774 | 1476490.7703 | 1494783.6317 | 1509782.1593 | 1528475.5725 | 1547526.6869 | 1564786.0687 | 1579774.0747 | 1595347.8087 | 1611165.7651 | 1627207.2092 | 1643651.6307 | 1660578.1399 | 1677791.2949 | 1695476.6786 | 1713450.27 | 1731912.412 | 1750869.8299 | 1770330.1004 | 1790108.7438 | 1810406.4716 | 1831231.6251 | 1852400.9156 | 1874308.4244 | 1896578.8167 | 1919414.9966 | 1919414.9966
[5 empty] | CQ | NQ | 1379845.6112 | 1401864.1988 | 1418544.1598 | 1434121.4474 | 1451703.6774 | 1476490.7703 | 1494783.6317 | 1509782.1593 | 1528475.5725 | 1547526.6869 | 1564786.0687 | 1579774.0747 | 1595347.8087 | 1611165.7651 | 1627207.2092 | 1643651.6307 | 1660578.1399 | 1677791.2949 | 1695476.6786 | 1713450.27 | 1731912.412 | 1750869.8299 | 1770330.1004 | 1790108.7438 | 1810406.4716 | 1831231.6251 | 1852400.9156 | 1874308.4244 | 1896578.8167 | 1919414.9966 | 1919414.9966
[5 empty] | CQ | GG | 644236.6785 | 650401.7031 | 657136.3094 | 663825.2443 | 671318.0467 | 681903.159 | 689502.2524 | 695678.1475 | 703269.4758 | 711300.0853 | 718156.1322 | 723688.2241 | 729221.5233 | 734869.2846 | 740536.1747 | 746316.0289 | 752123.261 | 758245.7505 | 764200.95 | 770373.9976 | 776669.2223 | 783086.8373 | 789531.0272 | 796098.2686 | 802788.9415 | 809603.3842 | 816445.836 | 823412.8852 | 830504.8856 | 837722.3591 | 837722.3591
[5 empty] | GG | CQ | 644236.6785 | 650401.7031 | 657136.3094 | 663825.2443 | 671318.0467 | 681903.159 | 689502.2524 | 695678.1475 | 703269.4758 | 711300.0853 | 718156.1322 | 723688.2241 | 729221.5233 | 734869.2846 | 740536.1747 | 746316.0289 | 752123.261 | 758245.7505 | 764200.95 | 770373.9976 | 776669.2223 | 783086.8373 | 789531.0272 | 796098.2686 | 802788.9415 | 809603.3842 | 816445.836 | 823412.8852 | 830504.8856 | 837722.3591 | 837722.3591
[5 empty] | SQ | CQ | 1245233.6426 | 1255558.3579 | 1267745.033 | 1280130.8841 | 1293091.6329 | 1312495.5551 | 1327358.3764 | 1338899.0724 | 1353306.8617 | 1368134.3556 | 1381595.025 | 1392828.3814 | 1404067.7388 | 1415492.5443 | 1427119.3508 | 1438918.3722 | 1450978.2697 | 1463297.0453 | 1475862.6019 | 1488681.4167 | 1501759.4832 | 1515101.0098 | 1528711.0553 | 1542594.7794 | 1556757.8811 | 1571205.7657 | 1585944.5151 | 1600980.5063 | 1616319.7696 | 1631969.6432 | 1631969.6432
[5 empty] | CQ | SQ | 1245233.6426 | 1255558.3579 | 1267745.033 | 1280130.8841 | 1293091.6329 | 1312495.5551 | 1327358.3764 | 1338899.0724 | 1353306.8617 | 1368134.3556 | 1381595.025 | 1392828.3814 | 1404067.7388 | 1415492.5443 | 1427119.3508 | 1438918.3722 | 1450978.2697 | 1463297.0453 | 1475862.6019 | 1488681.4167 | 1501759.4832 | 1515101.0098 | 1528711.0553 | 1542594.7794 | 1556757.8811 | 1571205.7657 | 1585944.5151 | 1600980.5063 | 1616319.7696 | 1631969.6432 | 1631969.6432
[5 empty] | SQ | NNSW | 2429557.6765 | 2469871.1212 | 2501582.5914 | 2532193.7992 | 2565874.5423 | 2611808.1286 | 2646638.2977 | 2676074.9563 | 2711856.6056 | 2748545.5075 | 2781955.5495 | 2811972.1307 | 2842595.081 | 2873832.5343 | 2905891.9717 | 2938656.9494 | 2972326.0521 | 3006788.7905 | 3042154.185 | 3078324.654 | 3115160.3441 | 3153202.6799 | 3192465.1303 | 3232321.4678 | 3273162.1541 | 3315266.7034 | 3358386.5112 | 3402538.2672 | 3447738.6952 | 3494381.9215 | 3494381.9215
[5 empty] | NNSW | SQ | 2429557.6765 | 2469871.1212 | 2501582.5914 | 2532193.7992 | 2565874.5423 | 2611808.1286 | 2646638.2977 | 2676074.9563 | 2711856.6056 | 2748545.5075 | 2781955.5495 | 2811972.1307 | 2842595.081 | 2873832.5343 | 2905891.9717 | 2938656.9494 | 2972326.0521 | 3006788.7905 | 3042154.185 | 3078324.654 | 3115160.3441 | 3153202.6799 | 3192465.1303 | 3232321.4678 | 3273162.1541 | 3315266.7034 | 3358386.5112 | 3402538.2672 | 3447738.6952 | 3494381.9215 | 3494381.9215
[5 empty] | CNSW | NNSW | 1408133.6692 | 1417058.3077 | 1431968.6354 | 1439242.7058 | 1458446.4888 | 1484241.7044 | 1492992.5853 | 1501001.1955 | 1513121.1951 | 1525783.562 | 1537322.5 | 1546021.5248 | 1555253.767 | 1564894.1698 | 1574708.4615 | 1584755.0919 | 1595153.0275 | 1605865.3567 | 1616880.5894 | 1628203.7995 | 1639839.7949 | 1651791.574 | 1664063.0657 | 1676658.3729 | 1689582.1373 | 1702838.734 | 1716433.3495 | 1730371.4507 | 1744658.1955 | 1759300.1426 | 1759300.1426
[5 empty] | NNSW | CNSW | 1408133.6692 | 1417058.3077 | 1431968.6354 | 1439242.7058 | 1458446.4888 | 1484241.7044 | 1492992.5853 | 1501001.1955 | 1513121.1951 | 1525783.562 | 1537322.5 | 1546021.5248 | 1555253.767 | 1564894.1698 | 1574708.4615 | 1584755.0919 | 1595153.0275 | 1605865.3567 | 1616880.5894 | 1628203.7995 | 1639839.7949 | 1651791.574 | 1664063.0657 | 1676658.3729 | 1689582.1373 | 1702838.734 | 1716433.3495 | 1730371.4507 | 1744658.1955 | 1759300.1426 | 1759300.1426
[5 empty] | CNSW | SNW | 506230.4356 | 512804.9404 | 518891.077 | 524977.3499 | 531560.5428 | 540606.2262 | 547509.8939 | 553294.8746 | 560320.7541 | 567463.7409 | 573987.551 | 579715.1266 | 585432.2174 | 591299.616 | 597352.5081 | 603415.7089 | 609659.0697 | 616087.1868 | 622748.8215 | 629426.1987 | 636264.8831 | 643308.5484 | 650524.5484 | 657984.4756 | 665525.0244 | 673333.7165 | 681208.1738 | 689417.2692 | 697732.0186 | 706194.5642 | 706194.5642
[5 empty] | SNW | CNSW | 506230.4356 | 512804.9404 | 518891.077 | 524977.3499 | 531560.5428 | 540606.2262 | 547509.8939 | 553294.8746 | 560320.7541 | 567463.7409 | 573987.551 | 579715.1266 | 585432.2174 | 591299.616 | 597352.5081 | 603415.7089 | 609659.0697 | 616087.1868 | 622748.8215 | 629426.1987 | 636264.8831 | 643308.5484 | 650524.5484 | 657984.4756 | 665525.0244 | 673333.7165 | 681208.1738 | 689417.2692 | 697732.0186 | 706194.5642 | 706194.5642
[5 empty] | SNSW | CNSW | 1201866.9863 | 1213832.4622 | 1228319.2085 | 1238179.6422 | 1255579.7192 | 1278647.7189 | 1289922.4798 | 1300067.9229 | 1313603.5484 | 1327615.1258 | 1340500.2366 | 1351115.6384 | 1362217.3071 | 1373696.8616 | 1385414.361 | 1397406.3911 | 1409773.23 | 1422494.3303 | 1435563.56 | 1448989.777 | 1462781.7897 | 1476946.9342 | 1491493.5698 | 1506430.3936 | 1521766.7595 | 1537511.9904 | 1553676.2895 | 1570270.3715 | 1587304.8245 | 1604791.7756 | 1604791.7756
[5 empty] | CNSW | SNSW | 1201866.9863 | 1213832.4622 | 1228319.2085 | 1238179.6422 | 1255579.7192 | 1278647.7189 | 1289922.4798 | 1300067.9229 | 1313603.5484 | 1327615.1258 | 1340500.2366 | 1351115.6384 | 1362217.3071 | 1373696.8616 | 1385414.361 | 1397406.3911 | 1409773.23 | 1422494.3303 | 1435563.56 | 1448989.777 | 1462781.7897 | 1476946.9342 | 1491493.5698 | 1506430.3936 | 1521766.7595 | 1537511.9904 | 1553676.2895 | 1570270.3715 | 1587304.8245 | 1604791.7756 | 1604791.7756
[5 empty] | SNSW | CSA | 1761583.8614 | 1783846.4125 | 1805845.1387 | 1823846.5695 | 1849099.8228 | 1882710.9924 | 1903896.6605 | 1922612.4574 | 1945840.0592 | 1969215.9049 | 1991252.995 | 2010992.4843 | 2031272.6406 | 2051756.6019 | 2073167.4836 | 2095012.6913 | 2117112.4477 | 2140501.3092 | 2164286.6221 | 2188273.0389 | 2213550.331 | 2239423.4716 | 2265557.5771 | 2293069.7922 | 2321266.1261 | 2350226.7995 | 2379474.6936 | 2410192.9839 | 2441796.8894 | 2474183.2392 | 2474183.2392
[5 empty] | CSA | SNSW | 1761583.8614 | 1783846.4125 | 1805845.1387 | 1823846.5695 | 1849099.8228 | 1882710.9924 | 1903896.6605 | 1922612.4574 | 1945840.0592 | 1969215.9049 | 1991252.995 | 2010992.4843 | 2031272.6406 | 2051756.6019 | 2073167.4836 | 2095012.6913 | 2117112.4477 | 2140501.3092 | 2164286.6221 | 2188273.0389 | 2213550.331 | 2239423.4716 | 2265557.5771 | 2293069.7922 | 2321266.1261 | 2350226.7995 | 2379474.6936 | 2410192.9839 | 2441796.8894 | 2474183.2392 | 2474183.2392
[5 empty] | WNV | SNSW | 3966137.5661 | 4021164.0212 | 4087301.5873 | 4152380.9524 | 4223809.5238 | 4314814.8148 | 4388359.7884 | 4453968.254 | 4531216.9312 | 4610582.0106 | 4686772.4868 | 4758730.1587 | 4833862.4339 | 4911640.2116 | 4991534.3915 | 5074074.0741 | 5159259.2593 | 5247619.0476 | 5339153.4392 | 5433333.3333 | 5531216.9312 | 5632275.1323 | 5736507.9365 | 5844973.545 | 5957142.8571 | 6073015.873 | 6193121.6931 | 6317989.418 | 6446560.8466 | 6580423.2804 | 6580423.2804
[5 empty] | SNSW | WNV | 3966137.5661 | 4021164.0212 | 4087301.5873 | 4152380.9524 | 4223809.5238 | 4314814.8148 | 4388359.7884 | 4453968.254 | 4531216.9312 | 4610582.0106 | 4686772.4868 | 4758730.1587 | 4833862.4339 | 4911640.2116 | 4991534.3915 | 5074074.0741 | 5159259.2593 | 5247619.0476 | 5339153.4392 | 5433333.3333 | 5531216.9312 | 5632275.1323 | 5736507.9365 | 5844973.545 | 5957142.8571 | 6073015.873 | 6193121.6931 | 6317989.418 | 6446560.8466 | 6580423.2804 | 6580423.2804
[5 empty] | MEL | WNV | 188750 | 188750 | 190000 | 191875 | 192500 | 195625 | 197500 | 198750 | 200625 | 202500 | 203750 | 205625 | 206875 | 208750 | 209375 | 210625 | 212500 | 214375 | 215625 | 217500 | 218750 | 220000 | 221875 | 223750 | 225000 | 226875 | 228750 | 230625 | 232500 | 234375 | 234375
[5 empty] | WNV | MEL | 188750 | 188750 | 190000 | 191875 | 192500 | 195625 | 197500 | 198750 | 200625 | 202500 | 203750 | 205625 | 206875 | 208750 | 209375 | 210625 | 212500 | 214375 | 215625 | 217500 | 218750 | 220000 | 221875 | 223750 | 225000 | 226875 | 228750 | 230625 | 232500 | 234375 | 234375
[5 empty] | SEV | MEL | 1761583.8614 | 1783846.4125 | 1805845.1387 | 1823846.5695 | 1849099.8228 | 1882710.9924 | 1903896.6605 | 1922612.4574 | 1945840.0592 | 1969215.9049 | 1991252.995 | 2010992.4843 | 2031272.6406 | 2051756.6019 | 2073167.4836 | 2095012.6913 | 2117112.4477 | 2140501.3092 | 2164286.6221 | 2188273.0389 | 2213550.331 | 2239423.4716 | 2265557.5771 | 2293069.7922 | 2321266.1261 | 2350226.7995 | 2379474.6936 | 2410192.9839 | 2441796.8894 | 2474183.2392 | 2474183.2392
[5 empty] | MEL | SEV | 1761583.8614 | 1783846.4125 | 1805845.1387 | 1823846.5695 | 1849099.8228 | 1882710.9924 | 1903896.6605 | 1922612.4574 | 1945840.0592 | 1969215.9049 | 1991252.995 | 2010992.4843 | 2031272.6406 | 2051756.6019 | 2073167.4836 | 2095012.6913 | 2117112.4477 | 2140501.3092 | 2164286.6221 | 2188273.0389 | 2213550.331 | 2239423.4716 | 2265557.5771 | 2293069.7922 | 2321266.1261 | 2350226.7995 | 2379474.6936 | 2410192.9839 | 2441796.8894 | 2474183.2392 | 2474183.2392
[5 empty] | WNV | SESA | 666666.6667 | 666666.6667 | 675000 | 675000 | 683333.3333 | 691666.6667 | 700000 | 708333.3333 | 716666.6667 | 716666.6667 | 725000 | 733333.3333 | 741666.6667 | 741666.6667 | 750000 | 758333.3333 | 758333.3333 | 766666.6667 | 775000 | 775000 | 783333.3333 | 791666.6667 | 791666.6667 | 800000 | 808333.3333 | 816666.6667 | 816666.6667 | 825000 | 833333.3333 | 841666.6667 | 841666.6667
[5 empty] | SESA | WNV | 666666.6667 | 666666.6667 | 675000 | 675000 | 683333.3333 | 691666.6667 | 700000 | 708333.3333 | 716666.6667 | 716666.6667 | 725000 | 733333.3333 | 741666.6667 | 741666.6667 | 750000 | 758333.3333 | 758333.3333 | 766666.6667 | 775000 | 775000 | 783333.3333 | 791666.6667 | 791666.6667 | 800000 | 808333.3333 | 816666.6667 | 816666.6667 | 825000 | 833333.3333 | 841666.6667 | 841666.6667
[5 empty] | WNV | CSA | 1761583.8614 | 1783846.4125 | 1805845.1387 | 1823846.5695 | 1849099.8228 | 1882710.9924 | 1903896.6605 | 1922612.4574 | 1945840.0592 | 1969215.9049 | 1991252.995 | 2010992.4843 | 2031272.6406 | 2051756.6019 | 2073167.4836 | 2095012.6913 | 2117112.4477 | 2140501.3092 | 2164286.6221 | 2188273.0389 | 2213550.331 | 2239423.4716 | 2265557.5771 | 2293069.7922 | 2321266.1261 | 2350226.7995 | 2379474.6936 | 2410192.9839 | 2441796.8894 | 2474183.2392 | 2474183.2392
[5 empty] | CSA | WNV | 1761583.8614 | 1783846.4125 | 1805845.1387 | 1823846.5695 | 1849099.8228 | 1882710.9924 | 1903896.6605 | 1922612.4574 | 1945840.0592 | 1969215.9049 | 1991252.995 | 2010992.4843 | 2031272.6406 | 2051756.6019 | 2073167.4836 | 2095012.6913 | 2117112.4477 | 2140501.3092 | 2164286.6221 | 2188273.0389 | 2213550.331 | 2239423.4716 | 2265557.5771 | 2293069.7922 | 2321266.1261 | 2350226.7995 | 2379474.6936 | 2410192.9839 | 2441796.8894 | 2474183.2392 | 2474183.2392
[5 empty] | SNSW | CSA | 1761583.8614 | 1783846.4125 | 1805845.1387 | 1823846.5695 | 1849099.8228 | 1882710.9924 | 1903896.6605 | 1922612.4574 | 1945840.0592 | 1969215.9049 | 1991252.995 | 2010992.4843 | 2031272.6406 | 2051756.6019 | 2073167.4836 | 2095012.6913 | 2117112.4477 | 2140501.3092 | 2164286.6221 | 2188273.0389 | 2213550.331 | 2239423.4716 | 2265557.5771 | 2293069.7922 | 2321266.1261 | 2350226.7995 | 2379474.6936 | 2410192.9839 | 2441796.8894 | 2474183.2392 | 2474183.2392
[5 empty] | CSA | SNSW | 1761583.8614 | 1783846.4125 | 1805845.1387 | 1823846.5695 | 1849099.8228 | 1882710.9924 | 1903896.6605 | 1922612.4574 | 1945840.0592 | 1969215.9049 | 1991252.995 | 2010992.4843 | 2031272.6406 | 2051756.6019 | 2073167.4836 | 2095012.6913 | 2117112.4477 | 2140501.3092 | 2164286.6221 | 2188273.0389 | 2213550.331 | 2239423.4716 | 2265557.5771 | 2293069.7922 | 2321266.1261 | 2350226.7995 | 2379474.6936 | 2410192.9839 | 2441796.8894 | 2474183.2392 | 2474183.2392
[5 empty] | SESA | CSA | 2160653.136 | 2179956.8997 | 2208621.7133 | 2234345.7922 | 2268900.568 | 2313244.7903 | 2341973.5574 | 2367989.0188 | 2397701.925 | 2430284.7983 | 2461104.1053 | 2489665.5115 | 2517372.5451 | 2548008.9957 | 2579330.6988 | 2609294.5682 | 2642244.312 | 2676079.0066 | 2708714.982 | 2744344.7113 | 2780910.8825 | 2816354.0955 | 2854866.8824 | 2894392.9214 | 2934960.6246 | 2974515.328 | 3017254.2999 | 3061126.0616 | 3106162.5911 | 3150315.6639 | 3150315.6639
[5 empty] | CSA | SESA | 2160653.136 | 2179956.8997 | 2208621.7133 | 2234345.7922 | 2268900.568 | 2313244.7903 | 2341973.5574 | 2367989.0188 | 2397701.925 | 2430284.7983 | 2461104.1053 | 2489665.5115 | 2517372.5451 | 2548008.9957 | 2579330.6988 | 2609294.5682 | 2642244.312 | 2676079.0066 | 2708714.982 | 2744344.7113 | 2780910.8825 | 2816354.0955 | 2854866.8824 | 2894392.9214 | 2934960.6246 | 2974515.328 | 3017254.2999 | 3061126.0616 | 3106162.5911 | 3150315.6639 | 3150315.6639
[5 empty] | CSA | NSA | 1859278.1292 | 1876741.3496 | 1899543.1552 | 1921732.586 | 1946179.6214 | 1980365.0332 | 2006115.7237 | 2027456.3445 | 2053756.2331 | 2080737.557 | 2105359.28 | 2127766.5254 | 2150632.2392 | 2174185.8416 | 2198040.4926 | 2222384.5051 | 2247533.8659 | 2273207.5439 | 2299678.6137 | 2326588.0138 | 2354221.8933 | 2382568.4894 | 2411546.8525 | 2441260.9976 | 2471700.1215 | 2502883.6066 | 2534882.7669 | 2567802.4702 | 2601298.919 | 2635826.0957 | 2635826.0957
[5 empty] | NSA | CSA | 1859278.1292 | 1876741.3496 | 1899543.1552 | 1921732.586 | 1946179.6214 | 1980365.0332 | 2006115.7237 | 2027456.3445 | 2053756.2331 | 2080737.557 | 2105359.28 | 2127766.5254 | 2150632.2392 | 2174185.8416 | 2198040.4926 | 2222384.5051 | 2247533.8659 | 2273207.5439 | 2299678.6137 | 2326588.0138 | 2354221.8933 | 2382568.4894 | 2411546.8525 | 2441260.9976 | 2471700.1215 | 2502883.6066 | 2534882.7669 | 2567802.4702 | 2601298.919 | 2635826.0957 | 2635826.0957
[5 empty] | TAS | SEV | 5244000 | 5335333.3333 | 5391333.3333 | 5422000 | 5496000 | 5593333.3333 | 5628000 | 5662666.6667 | 5712000 | 5762666.6667 | 5806000 | 5842666.6667 | 5882000 | 5923333.3333 | 5964666.6667 | 6007333.3333 | 6052000 | 6098000 | 6144666.6667 | 6193333.3333 | 6243333.3333 | 6295333.3333 | 6348666.6667 | 6403333.3333 | 6459333.3333 | 6518000 | 6578000 | 6638666.6667 | 6702666.6667 | 6768000 | 6768000
[5 empty] | SEV | TAS | 5244000 | 5335333.3333 | 5391333.3333 | 5422000 | 5496000 | 5593333.3333 | 5628000 | 5662666.6667 | 5712000 | 5762666.6667 | 5806000 | 5842666.6667 | 5882000 | 5923333.3333 | 5964666.6667 | 6007333.3333 | 6052000 | 6098000 | 6144666.6667 | 6193333.3333 | 6243333.3333 | 6295333.3333 | 6348666.6667 | 6403333.3333 | 6459333.3333 | 6518000 | 6578000 | 6638666.6667 | 6702666.6667 | 6768000 | 6768000

## REZTxCost
Notes: | Assume REZ transmission capacity required is proportionately half renewable capacity. Need to multiply by 1000 to be consistent with model units
Description:
Table: | REZTxCost(Region)
Unit: | $/kW
NQ | 568.6627
CQ | 222.0376
GG | 0
SQ | 88.0533
NNSW | 229.0806
CNSW | 261.2903
SNSW | 371.9167
SNW | 255.7265
WNV | 258.7021
MEL | 0
SEV | 114
NSA | 298.3333
CSA | 262.2191
SESA | 333.3333
TAS | 251.0979

## REZTxCost_working
Assume outliers are over 700, under 100
REZ transmision cost
|  | Repeat label and confirm name | remove zeros | Outliers=1 | Final |  |  |  |  | $/kW | $/kW |  | $/kW
| $M/MW |  | $/kW |  | $/kW |  | 0 | 1 | NQ | 1137.3255 | 1137.3255 | QLD | 585.8357
Q1 | 3.2301 | Q1 | 3230.1423 | 1 |  |  | 0 | 5 | CQ | 444.0751 | 444.0751 | NSW | 559.007
Q2 | 0 | Q2 |  | 1 |  |  | 0 | 0 | GG | #DIV/0! | 0 | VIC | 372.7021
| 2.1876 | Q2 | 2187.6344 | 1 |  |  | 0 | 2 | SQ | 176.1065 | 176.1065 | SA | 595.9239
| 1.1373 | Q2 | 1137.3255 | 0 | 1137.3255 | NQ | 1 | 2 | NNSW | 458.1611 | 458.1611 | TAS | 502.1957
Q3 |  | Q3 |  | 1 |  |  | 0 | 10 | CNSW | 522.5806 | 522.5806
Q4 |  | Q4 |  | 1 |  |  | 0 | 2 | SNSW | 743.8333 | 743.8333
Q5 | 3.2983 | Q5 | 3298.3242 | 1 |  |  | 0 | 2 | SNW | 511.453 | 511.453
| 0 | Q5 |  | 1 |  |  | 0 | 9 | WNV | 517.4042 | 517.4042
Q6 |  | Q6 |  | 1 |  |  | 0 | 0 | MEL | #DIV/0! | 0
Q7 |  | Q7 |  | 1 |  |  | 0 | 2 | SEV | 228 | 228
Q8 |  | Q8 |  | 1 |  |  | 0 | 1 | NSA | 596.6667 | 596.6667
Q9 | 0.52198 | Q9 | 521.9818 | 0 | 521.9818 | CQ | 1 | 6 | CSA | 524.4382 | 524.4382
| 0.48055 | Q9 | 480.5493 | 0 | 480.5493 | CQ | 1 | 0 | SESA | 666.6667 | 666.6667
| 0.53626 | Q9 | 536.2576 | 0 | 536.2576 | CQ | 1 | 6 | TAS | 502.1957 | 502.1957
Q10 |  | Q10 |  | 1 |  |  | 0
NQ1 | 2.6458 | Q2 | 2645.7799 | 1 |  |  | 0
| 1.605 | Q2 | 1604.9899 | 1 |  |  | 0
CQ1 | 0.3481 | Q4 | 348.1021 | 0 | 348.1021 | CQ | 1
| 0.33348 | Q4 | 333.4847 | 0 | 333.4847 | CQ | 1
SQ1 | 0.93976 | Q8 | 939.7623 | 1 |  |  | 0
| 0.83493 | Q8 | 834.9292 | 1 |  |  | 0
SWQLD1 | 0.17616 | Q8 | 176.1551 | 0 | 176.1551 | SQ | 1
| 0.020467 | Q8 | 20.4668 | 1 |  |  | 0
| 1.2197 | Q8 | 1219.6719 | 1 |  |  | 0
| 0.17606 | Q8 | 176.0579 | 0 | 176.0579 | SQ | 1
1
1
NSW |  |  |  | 1
REZ / constraint ID | $M/MW |  |  | 1
N1 | 3.5928 | N1 | 3592.7986 | 1 |  |  | 0
N2 | 0.45399 | N2 | 453.9921 | 0 | 453.9921 | NNSW | 1
| 0.46233 | N2 | 462.3302 | 0 | 462.3302 | NNSW | 1
| 1.0188 | N2 | 1018.7722 | 1 |  |  | 0
N3 |  | N3 |  | 1 |  |  | 0
| 0.57012 | N3 | 570.1241 | 0 | 570.1241 | CNSW | 1
| 0.54841 | N3 | 548.4141 | 0 | 548.4141 | CNSW | 1
| 0.46918 | N3 | 469.1846 | 0 | 469.1846 | CNSW | 1
N4 | 1.6203 | N4 | 1620.2965 | 1 |  |  | 0
| 3.2121 | N4 | 3212.1078 | 1 |  |  | 0
| 1.6689 | N4 | 1668.9019 | 1 |  |  | 0
N5 | 3.2571 | N5 | 3257.1429 | 1 |  |  | 0
| 0.096783 | N5 | 96.7832 | 1 |  |  | 0
1
SWNSW1 |  |  |  | 1
N6 |  | N6 |  | 1 |  |  | 0
N7 |  | N7 |  | 1 |  |  | 0
N8 | 1.9287 | N8 | 1928.7017 | 1 |  |  | 0
| 1.3767 | N8 | 1376.7416 | 1 |  |  | 0
N9 | 0.604 | N9 | 604 | 0 | 604 | CNSW | 1
| 0.74125 | N9 | 741.25 | 0 | 741.25 | CNSW | 1
| 0.58 | N9 | 580 | 0 | 580 | CNSW | 1
| 0.218 | N9 | 218 | 0 | 218 | CNSW | 1
| 0.459 | N9 | 459 | 0 | 459 | CNSW | 1
N10 |  | N10 |  | 1 |  |  | 0
N11 | 0.51145 | N11 | 511.453 | 0 | 511.453 | SNW | 1
N12 | 0.51145 | N12 | 511.453 | 0 | 511.453 | SNW | 1
N13 | 2.1265 | N13 | 2126.5091 | 1 |  |  | 0
| 1.3734 | N13 | 1373.3575 | 1 |  |  | 0
| 1.3964 | N13 | 1396.368 | 1 |  |  | 0
DN1 | 0.85857 | N3 | 858.5714 | 1 |  |  | 0
| 0.25 | N3 | 250 | 0 | 250 | CNSW | 1
| 2.8 | N3 | 2800 | 1 |  |  | 0
| 0.78583 | N3 | 785.8333 | 0 | 785.8333 | CNSW | 1
DN2 | 0.72267 | N7 | 722.6667 | 0 | 722.6667 | SNSW | 1
DN3 | 0.765 | N7 | 765 | 0 | 765 | SNSW | 1
1
SA |  |  |  | 1
REZ / constraint ID | $M/MW |  |  | 1
S1 |  | S1 |  | 1 |  |  | 0
S2 | 0.2175 | S2 | 217.4971 | 0 | 217.4971 | CSA | 1
S3 |  | S3 |  | 1 |  |  | 0
S4 | 1.4366 | S4 | 1436.5557 | 1 |  |  | 0
| 0.44002 | S4 | 440.0212 | 0 | 440.0212 | CSA | 1
S5 |  | S5 |  | 1 |  |  | 0
S6 | 1.4371 | S6 | 1437.0854 | 1 |  |  | 0
S7 | 0.59667 | S7 | 596.6667 | 0 | 596.6667 | NSA | 1
S8 | 1.5518 | S8 | 1551.7885 | 1 |  |  | 0
| 1.3675 | S8 | 1367.5248 | 1 |  |  | 0
| 1.7212 | S8 | 1721.1763 | 1 |  |  | 0
MN1 | 0.51667 | S3 | 516.6667 | 0 | 516.6667 | CSA | 1
| 0.66667 | S3 | 666.6667 | 0 | 666.6667 | CSA | 1
| 0.768 | S3 | 768 | 0 | 768 | CSA | 1
| 1.4655 | S3 | 1465.5485 | 1 |  |  | 0
NSA1 | 0.53778 | S3 | 537.7778 | 0 | 537.7778 | CSA | 1
|  |  |  | 1 |  |  | 0
TAS |  |  |  | 1
REZ / constraint ID | $M/MW |  |  | 1
T1 | 1.0261 | T1 | 1026.1286 | 1 |  |  | 0
| 0.76891 | T1 | 768.9104 | 0 | 768.9104 | TAS | 1
T2 | 0.30676 | T2 | 306.7629 | 0 | 306.7629 | TAS | 1
| 1.0313 | T2 | 1031.3085 | 1 |  |  | 0
| 1.262 | T2 | 1261.9696 | 1 |  |  | 0
T3 | 1.1189 | T3 | 1118.9189 | 1 |  |  | 0
| 0.4036 | T3 | 403.6036 | 0 | 403.6036 | TAS | 1
| 0.75925 | T3 | 759.2533 | 0 | 759.2533 | TAS | 1
T4 | 0.28054 | T4 | 280.5403 | 0 | 280.5403 | TAS | 1
| 0.4941 | T4 | 494.1038 | 0 | 494.1038 | TAS | 1
1
VIC |  |  |  | 1
REZ / Constraint ID | $M/MW |  |  | 1
V2 | 1.14 | V2 | 1140 | 1 |  |  | 0
V3 | 0 | V3 |  | 1 |  |  | 0
V4 | 0 | V4 |  | 1 |  |  | 0
V5 | 0 | V5 |  | 1 |  |  | 0
V6 | 2.836 | V6 | 2836 | 1 |  |  | 0
| 2.22 | V6 | 2220 | 1 |  |  | 0
| 0.718 | V6 | 718 | 0 | 718 | WNV | 1
V7 | 0.342 | V7 | 342 | 0 | 342 | SEV | 1
| 0.114 | V7 | 114 | 0 | 114 | SEV | 1
V8 | 0 | V8 |  | 1 |  |  | 0
SWV1 | 0 | v4 |  | 1 |  |  | 0
| 0.526 | v4 | 526 | 0 | 526 | WNV | 1
| 0.57886 | v4 | 578.8571 | 0 | 578.8571 | WNV | 1
| 0.784 | v4 | 784 | 0 | 784 | WNV | 1
| 0.34974 | v4 | 349.7436 | 0 | 349.7436 | WNV | 1
| 0.29897 | v4 | 298.9655 | 0 | 298.9655 | WNV | 1
| 0.63333 | v4 | 633.3333 | 0 | 633.3333 | WNV | 1
| 0.49607 | v4 | 496.0714 | 0 | 496.0714 | WNV | 1
V3-East | 0.27167 | V3 | 271.6667 | 0 | 271.6667 | WNV | 1
Note on F9: Graham, Paul (Energy, Newcastle): Change outlier rule for NQ otherwise no data

## IBRRemediationCost
Notes: | Need to multiply by 1000 to be consistent with model units
Description: | Applied to VRETech since all VRETech are inverter based, zero otherwise
Table: | IBRRemediationCost(GenTech)
Unit: | $/kW
2025 | 163.2376
2026 | 163.2376
2027 | 148.877
2028 | 133.9808
2029 | 118.0136
2030 | 103.5935
2031 | 88.0683
2032 | 72.2287
2033 | 71.4637
2034 | 70.5457
2035 | 69.4747
2036 | 68.4037
2037 | 67.2562
2038 | 66.1087
2039 | 65.1142
2040 | 64.1197
2041 | 63.5077
2042 | 63.2017
2043 | 62.8957
2044 | 62.2072
2045 | 61.7482
2046 | 61.4422
2047 | 61.2127
2048 | 60.9832
2049 | 60.8302
2050 | 60.6772
2051 | 60.5242
2052 | 60.6007
2053 | 60.3712
2054 | 60.4477
2055 | 60.4477

## ElecStoConCost
Notes: | Need to multiply by 1000 to be consistent with model units
Description: | Applies to all batteries, zero for other PHES
Table: | ElecStoConnectCost(ElecStoTech,Region)
Unit: | $/kW
QLD | 103.3657
NSW | 77.5242
VIC | 106.93
SA | 103.3657
TAS | 106.93

## ElecNonVREConCost
Notes: | Need to multiply by 1000 to be consistent with model units
Description: | Applies to all NonVRETech
Table: | ElecConvConnectCost(NonVRETech,Region)
Unit: | $/kW
QLD | 110.4943
NSW | 85.544
VIC | 80.1975
SA | 110.4943
TAS | 115.4844

## ElecVREConCost
Notes: | Need to multiply by 1000 to be consistent with model units
Description: | Applied to VRETech, connections are disallowed in GG and MEL
Table: | ElecConvConnectCost(VRETech,Region)
Unit: | $/kW
NQ | 183.3333
CQ | 242.3611
GG | 0
SQ | 165
NNSW | 180
CNSW | 207.0833
SNSW | 222.2381
SNW | 137.5
WNV | 146.4
MEL | 0
SEV | 340
NSA | 207.5
CSA | 194.4444
SESA | 246.6667
TAS | 333.3333

## ConnectionCost_working
Connection cost, solar and wind
Connection cost, other
| REZ ID |  | Outliers=1 | Final |  |  |  |  | $/kW |  |  | $/kW
|  | $/kW |  | $/kW |  | 0 | 4 | NQ | 183.3333 | 183.3333 | QLD | 196.8981 |  | Region | CCGT | CCGT with CCS | OCGT (small GT) | OCGT (large GT) | Distributed Resources Solar | Distributed Resources Batteries | Biomass | Battery storage (1hr storage) | Battery storage (2hrs storage) | Battery storage (4hrs storage) | Battery Storage (8hrs storage) | Pumped Hydro (10hrs storage) | Pumped Hydro (24hrs storage) | Pumped Hydro (48hrs storage) | Alkaline Electrolyser | BOTN - Cethana
| N1 | 180 | 0 | 180 | NNSW | 1 | 4 | CQ | 242.3611 | 242.3611 | NSW | 186.7054 |  | QLD | 110.4943 | 110.4943 | 110.4943 | 110.4943 | 0 | 0 | 110.4943 | 103.3657 | 103.3657 | 103.3657 | 103.3657 | 110.4943 | 110.4943 | 110.4943 | 110.4943 | 0
| N2 | 180 | 0 | 180 | NNSW | 1 | 0 | GG | #DIV/0! | 0 | VIC | 243.2 |  | NSW | 85.544 | 85.544 | 85.544 | 85.544 | 0 | 0 | 85.544 | 77.5242 | 77.5242 | 77.5242 | 77.5242 | 85.544 | 85.544 | 85.544 | 85.544 | 0
| N3 | 187.5 | 0 | 187.5 | CNSW | 1 | 2 | SQ | 165 | 165 | SA | 200.9722 |  | VIC | 80.1975 | 80.1975 | 115.4844 | 115.4844 | 0 | 0 | 115.4844 | 106.93 | 106.93 | 106.93 | 106.93 | 115.4844 | 115.4844 | 115.4844 | 115.4844 | 0
| N4 | 224 | 0 | 224 | SNSW | 1 | 2 | NNSW | 180 | 180 | TAS | 333.3333 |  | SA | 110.4943 | 110.4943 | 110.4943 | 110.4943 | 0 | 0 | 110.4943 | 103.3657 | 103.3657 | 103.3657 | 103.3657 | 110.4943 | 110.4943 | 110.4943 | 110.4943 | 0
| N5 | 187.5 | 0 | 187.5 | SNSW | 1 | 4 | CNSW | 207.0833 | 207.0833 |  |  |  | TAS | 115.4844 | 115.4844 | 115.4844 | 115.4844 | 0 | 0 | 115.4844 | 106.93 | 106.93 | 106.93 | 106.93 | 115.4844 | 115.4844 | 115.4844 | 115.4844 | 0
| N6 | 187.5 | 0 | 187.5 | SNSW | 1 | 7 | SNSW | 222.2381 | 222.2381
| N7 | 145 | 0 | 145 | SNSW | 1 | 1 | SNW | 137.5 | 137.5 |  |  |  | Remaining generators all effectively have the same connection cost based on data above and all battery storage the same. PHES is included in capital cost
| N8 | 145 | 0 | 145 | SNSW | 1 | 5 | WNV | 146.4 | 146.4
| N9 | 135 | 0 | 135 | CNSW | 1 | 0 | MEL | #DIV/0! | 0
| N10 |  |  |  |  | 0 | 2 | SEV | 340 | 340 |  |  | For all non-VRE Gentech |  |  |  |  | For all batteries
| N11 |  |  |  |  | 0 | 4 | NSA | 207.5 | 207.5
| N12 | 137.5 | 0 | 137.5 | SNW | 1 | 3 | CSA | 194.4444 | 194.4444 |  |  |  | QLD | 110.4943 |  |  | QLD | 103.3657
| N13 | 172.5 | 0 | 172.5 | CNSW | 1 | 1 | SESA | 246.6667 | 246.6667 |  |  |  | NSW | 85.544 |  |  | NSW | 77.5242
| Q1 | 173.3333 | 0 | 173.3333 | NQ | 1 | 3 | TAS | 333.3333 | 333.3333 |  |  |  | VIC | 80.1975 |  |  | VIC | 106.93
| Q2 | 233.3333 | 0 | 233.3333 | NQ | 1 | [7 empty] | SA | 110.4943 |  |  | SA | 103.3657
| Q3 | 173.3333 | 0 | 173.3333 | NQ | 1 | [7 empty] | TAS | 115.4844 |  |  | TAS | 106.93
| Q4 | 153.3333 | 0 | 153.3333 | CQ | 1
| Q5 | 196.6667 | 0 | 196.6667 | CQ | 1
| Q6 | 153.3333 | 0 | 153.3333 | CQ | 1
| Q7 | 166.6667 | 0 | 166.6667 | SQ | 1
| Q8 | 163.3333 | 0 | 163.3333 | SQ | 1
| Q9 | 466.1111 | 0 | 466.1111 | CQ | 1
| Q10 | 153.3333 | 0 | 153.3333 | NQ | 1
| S1 | 246.6667 | 0 | 246.6667 | SESA | 1
| S2 | 246.6667 | 0 | 246.6667 | CSA | 1
| S3 | 176.6667 | 0 | 176.6667 | CSA | 1
| S4 | 160 | 0 | 160 | CSA | 1
| S5 | 213.3333 | 0 | 213.3333 | NSA | 1
| S6 | 203.3333 | 0 | 203.3333 | NSA | 1
| S7 | 206.6667 | 0 | 206.6667 | NSA | 1
| S8 | 206.6667 | 0 | 206.6667 | NSA | 1
| T1 | 333.3333 | 0 | 333.3333 | TAS | 1
| T2 | 333.3333 | 0 | 333.3333 | TAS | 1
| T3 | 333.3333 | 0 | 333.3333 | TAS | 1
T4
| N3 | 333.3333 | 0 | 333.3333 | CNSW | 1
| N7 | 333.3333 | 0 | 333.3333 | SNSW | 1
| N7 | 333.3333 | 0 | 333.3333 | SNSW | 1
| V1 | 136 | 0 | 136 | WNV | 1
| V2 | 132 | 0 | 132 | WNV | 1
| V3 | 140 | 0 | 140 | WNV | 1
| V4 | 140 | 0 | 140 | WNV | 1
| V5 | 340 | 0 | 340 | SEV | 1
| V6 | 184 | 0 | 184 | WNV | 1
| V7 | 340 | 0 | 340 | SEV | 1
| V8 | 0 | 1 |  |  | 0

## REZCap15Region
Notes: Medium value for wind has been used from AEMO workbook
| Description: | Only applies to 15 region model
| Table: | RenCapMax(VREGenTech,Region)
| Unit: | MW
WindOn | NQ | 23500.52
WindOn | CQ | 12200
WindOn | GG | 0
WindOn | SQ | 7325.88
WindOn | NNSW | 7845
WindOn | CNSW | 9385.7
WindOn | SNSW | 23820.25
WindOn | SNW | 0
WindOn | WNV | 13187.36
WindOn | MEL | 0
WindOn | SEV | 2106.6
WindOn | NSA | 6798.43
WindOn | CSA | 8776.46
WindOn | SESA | 3524.5
WindOn | TAS | 10361.6
WindOffFix | NQ | 0
WindOffFix | CQ | 0
WindOffFix | GG | 0
WindOffFix | SQ | 0
WindOffFix | NNSW | 0
WindOffFix | CNSW | 0
WindOffFix | SNSW | 0
WindOffFix | SNW | 0
WindOffFix | WNV | 780
WindOffFix | MEL | 0
WindOffFix | SEV | 54996
WindOffFix | NSA | 0
WindOffFix | CSA | 0
WindOffFix | SESA | 0
WindOffFix | TAS | 8024
WindOffFloat | NQ | 0
WindOffFloat | CQ | 0
WindOffFloat | GG | 0
WindOffFloat | SQ | 0
WindOffFloat | NNSW | 0
WindOffFloat | CNSW | 0
WindOffFloat | SNSW | 0
WindOffFloat | SNW | 11872
WindOffFloat | WNV | 3330
WindOffFloat | MEL | 0
WindOffFloat | SEV | 5000
WindOffFloat | NSA | 0
WindOffFloat | CSA | 0
WindOffFloat | SESA | 0
WindOffFloat | TAS | 20360
SolLargePV | NQ | 17794.72
SolLargePV | CQ | 24694.15
SolLargePV | GG | 0
SolLargePV | SQ | 10385.45
SolLargePV | NNSW | 9956
SolLargePV | CNSW | 13339.48
SolLargePV | SNSW | 19383.69
SolLargePV | SNW | 0
SolLargePV | WNV | 8895.04
SolLargePV | MEL | 0
SolLargePV | SEV | 500
SolLargePV | NSA | 17769
SolLargePV | CSA | 5390
SolLargePV | SESA | 208
SolLargePV | TAS | 600

## REZCap_working
| Wind generation total limits (MW) |  |  |  | Solar PV plus Solar thermal Limits (MW) |  |  |  | wind
REZ ID | High | Medium | Offshore -fixed | Offshore -floating | Solar |  |  |  | medium | fixed | floating | solar |  |  |  | State
Q1 | 570 | 1710 | 0 | 0 | 1100 | Q1 | NQ | NQ | 23500.52 | 0 | 0 | 17794.72 | WindOn | NQ | 23500.52 | QLD | WindOn | NSW | 41050.95
Q2 | 4700 | 13900 | 0 | 0 | 8000 | Q2 | NQ | CQ | 12200 | 0 | 0 | 24694.15 | WindOn | CQ | 12200 | QLD | WindOn | VIC | 15293.96
Q3 | 0 | 0 | 0 | 0 | 3400 | Q3 | NQ | GG | 0 | 0 | 0 | 0 | WindOn | GG | 0 | QLD | WindOn | QLD | 43026.4
Q4 | 400 | 1000 | 0 | 0 | 2500 | Q4 | CQ | SQ | 7325.88 | 0 | 0 | 10385.45 | WindOn | SQ | 7325.88 | QLD | WindOn | SA | 19099.39
Q5 | 1000 | 2900 | 0 | 0 | 8000 | Q5 | CQ | NNSW | 7845 | 0 | 0 | 9956 | WindOn | NNSW | 7845 | NSW | WindOn | TAS | 10361.6
Q6 | 900 | 2600 | 0 | 0 | 7533 | Q6 | CQ | CNSW | 9385.7 | 0 | 0 | 13339.48 | WindOn | CNSW | 9385.7 | NSW | WindOffFix | NSW | 0
Q7 | 300 | 800 | 0 | 0 | 2200 | Q7 | SQ | SNSW | 23820.25 | 0 | 0 | 19383.69 | WindOn | SNSW | 23820.25 | NSW | WindOffFix | VIC | 55776
Q8a | 420 | 1260 | 0 | 0 | 2097.6 | Q8 | SQ | SNW | 0 | 0 | 11872 | 0 | WindOn | SNW | 0 | NSW | WindOffFix | QLD | 0
Q8b | 560 | 1680 | 0 | 0 | 2796.8 | Q8 | SQ | WNV | 13187.36 | 780 | 3330 | 8895.04 | WindOn | WNV | 13187.36 | VIC | WindOffFix | SA | 0
Q8c | 420 | 1260 | 0 | 0 | 2097.6 | Q8 | SQ | MEL | 0 | 0 | 0 | 0 | WindOn | MEL | 0 | VIC | WindOffFix | TAS | 8024
Q9 | 900 | 2500 | 0 | 0 | 6100 | Q9 | CQ | SEV | 2106.6 | 54996 | 5000 | 500 | WindOn | SEV | 2106.6 | VIC | WindOffFloat | NSW | 11872
Q10 | 640 | 1800 | 0 | 0 | 4400 | Q10 | NQ | NSA | 6798.43 | 0 | 0 | 17769 | WindOn | NSA | 6798.43 | SA | WindOffFloat | VIC | 8330
N1 | 0 | 0 | 0 | 0 | 6385 | N1 | NNSW | CSA | 8776.46 | 0 | 0 | 5390 | WindOn | CSA | 8776.46 | SA | WindOffFloat | QLD | 0
N2 | 1800 | 5600 | 0 | 0 | 2985 | N2 | NNSW | SESA | 3524.5 | 0 | 0 | 208 | WindOn | SESA | 3524.5 | SA | WindOffFloat | SA | 0
N3 | 1100 | 3350 | 0 | 0 | 6850 | N3 | CNSW | TAS | 10361.6 | 8024 | 20360 | 600 | WindOn | TAS | 10361.6 | TAS | WindOffFloat | TAS | 20360
N4 | 1300 | 3800 | 0 | 0 | 8000 | N4 | SNSW | [5 empty] | WindOffFix | NQ | 0 | QLD | SolLargePV | NSW | 42679.17
N5 | 3500 | 10500 | 0 | 0 | 5677 | N5 | SNSW | [5 empty] | WindOffFix | CQ | 0 | QLD | SolLargePV | VIC | 9395.04
N6 | 300 | 700 | 0 | 0 | 2146 | N6 | SNSW | [5 empty] | WindOffFix | GG | 0 | QLD | SolLargePV | QLD | 52874.32
N7 | 100 | 300 | 0 | 0 | 100 | N7 | SNSW | [5 empty] | WindOffFix | SQ | 0 | QLD | SolLargePV | SA | 23367
N8 | 100 | 200 | 0 | 0 | 350 | N8 | SNSW | [5 empty] | WindOffFix | NNSW | 0 | NSW | SolLargePV | TAS | 600
N9 | 400 | 1000 | 0 | 0 | 953 | N9 | CNSW | [5 empty] | WindOffFix | CNSW | 0 | NSW
N10 | 0 | 0 | 0 | 7420 | 0 | N10 | SNW | [5 empty] | WindOffFix | SNSW | 0 | NSW
N11 | 0 | 0 | 0 | 4452 | 0 | N11 | SNW | [5 empty] | WindOffFix | SNW | 0 | NSW
N12 | 0 | 0 | 0 | 0 | 0 | N12 | SNW | [5 empty] | WindOffFix | WNV | 780 | VIC
N13 | 534 | 1560 | 0 | 0 | 3285 | N13 | CNSW | [5 empty] | WindOffFix | MEL | 0 | VIC
S1 | 800 | 2400 | 0 | 0 | 100 | S1 | SESA | [5 empty] | WindOffFix | SEV | 54996 | VIC
S2 | 400 | 1000 | 0 | 0 | 4000 | S2 | CSA | [5 empty] | WindOffFix | NSA | 0 | SA
S3 | 1200 | 3400 | 0 | 0 | 1300 | S3 | CSA | [5 empty] | WindOffFix | CSA | 0 | SA
S4 | 400 | 1000 | 0 | 0 | 0 | S4 | CSA | [5 empty] | WindOffFix | SESA | 0 | SA
S5 | 760 | 1600 | 0 | 0 | 5000 | S5 | NSA | [5 empty] | WindOffFix | TAS | 8024 | TAS
S6 | 0 | 0 | 0 | 0 | 3400 | S6 | NSA | [5 empty] | WindOffFloat | NQ | 0 | QLD
S7 | 600 | 1700 | 0 | 0 | 5000 | S7 | NSA | [5 empty] | WindOffFloat | CQ | 0 | QLD
S8 | 400 | 1100 | 0 | 0 | 4000 | S8 | NSA | [5 empty] | WindOffFloat | GG | 0 | QLD
T1 | 400 | 1000 | 0 | 0 | 300 | T1 | TAS | [5 empty] | WindOffFloat | SQ | 0 | QLD
T2 | 1300 | 3700 | 0 | 0 | 150 | T2 | TAS | [5 empty] | WindOffFloat | NNSW | 0 | NSW
T3 | 900 | 2500 | 0 | 0 | 150 | T3 | TAS | [5 empty] | WindOffFloat | CNSW | 0 | NSW
T4 | 0 | 0 | 8024 | 20360 | 0 | T4 | TAS | [5 empty] | WindOffFloat | SNSW | 0 | NSW
[13 empty] | WindOffFloat | SNW | 11872 | NSW
[13 empty] | WindOffFloat | WNV | 3330 | VIC
DN1 | 288 | 792 | 0 | 0 | 1320 | N3 | CNSW | [5 empty] | WindOffFloat | MEL | 0 | VIC
DN2 | 206 | 619 | 0 | 0 | 825 | N7 | SNSW | [5 empty] | WindOffFloat | SEV | 5000 | VIC
DN3 | 194 | 581 | 0 | 0 | 775 | N7 | SNSW | [5 empty] | WindOffFloat | NSA | 0 | SA
[13 empty] | WindOffFloat | CSA | 0 | SA
[13 empty] | WindOffFloat | SESA | 0 | SA
[13 empty] | WindOffFloat | TAS | 20360 | TAS
[13 empty] | SolLargePV | NQ | 17794.72 | QLD
V1 | 0 | 0 | 0 | 0 | 1000 | V1 | WNV | [5 empty] | SolLargePV | CQ | 24694.15 | QLD
V2 | 500 | 1000 | 0 | 0 | 4700 | V2 | WNV | [5 empty] | SolLargePV | GG | 0 | QLD
V3 | 700 | 1900 | 0 | 0 | 400 | V3 | WNV | [5 empty] | SolLargePV | SQ | 10385.45 | QLD
V4 | 860.5 | 2581.5 | 0 | 0 | 0 | V4 | WNV | [5 empty] | SolLargePV | NNSW | 9956 | NSW
V5 | 500 | 1500 | 0 | 0 | 500 | V5 | SEV | [5 empty] | SolLargePV | CNSW | 13339.48 | NSW
V6 | 400 | 1200 | 0 | 0 | 1700 | V6 | WNV | [5 empty] | SolLargePV | SNSW | 19383.69 | NSW
V7 | 0 | 0 | 54996 | 5000 | 0 | V7 | SEV | [5 empty] | SolLargePV | SNW | 0 | NSW
V8 | 0 | 0 | 780 | 3330 | 0 | V8 | WNV | [5 empty] | SolLargePV | WNV | 8895.04 | VIC
[13 empty] | SolLargePV | MEL | 0 | VIC
[13 empty] | SolLargePV | SEV | 500 | VIC
[13 empty] | SolLargePV | NSA | 17769 | SA
[13 empty] | SolLargePV | CSA | 5390 | SA
From existing capacity | [12 empty] | SolLargePV | SESA | 208 | SA
| Wind | 240 |  |  |  |  | WNV | [5 empty] | SolLargePV | TAS | 600 | TAS
| Wind | 106.6 |  |  |  |  | SEV
| Wind | 159 |  |  |  |  | SNSW
| Wind | 84.8 |  |  |  |  | SNSW
| Wind | 180.6 |  |  |  |  | WNV
| Wind | 109.2 |  |  |  |  | WNV
| Wind | 113 |  |  |  |  | SNSW
| Wind | 113.19 |  |  |  |  | CNSW
| Wind | 204.4 |  |  |  |  | WNV
| Wind | 46 |  |  |  |  | SESA
| Wind | 140.7 |  |  |  |  | SNSW
| Wind | 62 |  |  |  |  | NSA
| Wind | 144 |  |  |  |  | TAS
| Wind | 52.5 |  |  |  |  | WNV
| Wind | 57.6 |  |  |  |  | WNV
| Wind | 56.7 |  |  |  |  | CSA
| Wind | 226.8 |  |  |  |  | SNSW
| Wind | 452.89 |  |  |  |  | SQ
| Wind | 96.04 |  |  |  |  | SNSW
| Wind | 79.95 |  |  |  |  | WNV
| Wind | 141.71 |  |  |  |  | CNSW
| Wind | 30 |  |  |  |  | SNSW
| Wind | 172.99 |  |  |  |  | SQ
| Wind | 168 |  |  |  |  | WNV
| Wind | 46.2 |  |  |  |  | WNV
| Wind | 121.8 |  |  |  |  | WNV
| Wind | 83.6 |  |  |  |  | WNV
| Wind | 111.6 |  |  |  |  | TAS
| Wind | 165.5 |  |  |  |  | SNSW
| Wind | 110.67 |  |  |  |  | SNSW
| Wind | 46.5 |  |  |  |  | SNSW
| Wind | 132.3 |  |  |  |  | CSA
| Wind | 52.5 |  |  |  |  | CSA
| Wind | 94.5 |  |  |  |  | CSA
| Wind | 71.4 |  |  |  |  | CSA
| Wind | 102.4 |  |  |  |  | CSA
| Wind | 102.4 |  |  |  |  | CSA
| Wind | 112 |  |  |  |  | CSA
| Wind | 31.05 |  |  |  |  | WNV
| Wind | 80.5 |  |  |  |  | SESA
| Wind | 159 |  |  |  |  | SESA
| Wind | 39 |  |  |  |  | SESA
| Wind | 126 |  |  |  |  | NSA
| Wind | 86.4 |  |  |  |  | NSA
| Wind | 420 |  |  |  |  | WNV
| Wind | 312 |  |  |  |  | WNV
| Wind | 157.5 |  |  |  |  | WNV
| Wind | 19.5 |  |  |  |  | WNV
| Wind | 180.52 |  |  |  |  | NQ
| Wind | 72.28 |  |  |  |  | NSA
| Wind | 131.2 |  |  |  |  | WNV
| Wind | 225.7 |  |  |  |  | WNV
| Wind | 209 |  |  |  |  | WNV
| Wind | 168 |  |  |  |  | TAS
| Wind | 67.2 |  |  |  |  | WNV
| Wind | 201 |  |  |  |  | NSA
| Wind | 151.7 |  |  |  |  | WNV
| Wind | 54 |  |  |  |  | WNV
| Wind | 270 |  |  |  |  | NNSW
| Wind | 198.94 |  |  |  |  | SNSW
| Wind | 144 |  |  |  |  | CSA
| Wind | 126 |  |  |  |  | CSA
| Wind | 98.7 |  |  |  |  | CSA
| Wind | 33 |  |  |  |  | CSA
| Wind | 527.56 |  |  |  |  | WNV
| Wind | 106.8 |  |  |  |  | CNSW
| Wind | 130.8 |  |  |  |  | CSA
| Wind | 90.75 |  |  |  |  | NSA
| Wind | 192 |  |  |  |  | WNV
| Wind | 175 |  |  |  |  | NNSW
| Wind | 119.76 |  |  |  |  | CSA
| Wind | 48.3 |  |  |  |  | SNSW
| Wind | 138 |  |  |  |  | TAS
| Wind | 28.7 |  |  |  |  | WNV
| Wind | 30 |  |  |  |  | WNV
| Wind | 144.4 |  |  |  |  | WNV
| Large scale Solar PV |  |  |  | 100 |  | WNV
| Large scale Solar PV |  |  |  | 98.4 |  | CNSW
| Large scale Solar PV |  |  |  | 8.25 |  | CSA
| Large scale Solar PV |  |  |  | 121 |  | SNSW
| Large scale Solar PV |  |  |  | 53 |  | SNSW
| Large scale Solar PV |  |  |  | 135 |  | NSA
| Large scale Solar PV |  |  |  | 135 |  | NSA
| Large scale Solar PV |  |  |  | 64.38 |  | SQ
| Large scale Solar PV |  |  |  | 110.4 |  | NQ
| Large scale Solar PV |  |  |  | 92.5 |  | CQ
| Large scale Solar PV |  |  |  | 150.3 |  | SNSW
| Large scale Solar PV |  |  |  | 42.5 |  | CQ
| Large scale Solar PV |  |  |  | 121 |  | SQ
| Large scale Solar PV |  |  |  | 274.97 |  | SNSW
| Large scale Solar PV |  |  |  | 167.75 |  | CQ
| Large scale Solar PV |  |  |  | 72 |  | NQ
| Large scale Solar PV |  |  |  | 162.36 |  | SNSW
| Large scale Solar PV |  |  |  | 55 |  | WNV
| Large scale Solar PV |  |  |  | 126 |  | WNV
| Large scale Solar PV |  |  |  | 132 |  | WNV
| Large scale Solar PV |  |  |  | 69.75 |  | CNSW
| Large scale Solar PV |  |  |  | 10 |  | SNSW
| Large scale Solar PV |  |  |  | 110 |  | NNSW
| Large scale Solar PV |  |  |  | 57.5 |  | NQ
| Large scale Solar PV |  |  |  | 11 |  | CSA
| Large scale Solar PV |  |  |  | 132.6 |  | NQ
| Large scale Solar PV |  |  |  | 57.75 |  | NQ
| Large scale Solar PV |  |  |  | 110 |  | SNSW
| Large scale Solar PV |  |  |  | 20.97 |  | NQ
| Large scale Solar PV |  |  |  | 55 |  | CNSW
| Large scale Solar PV |  |  |  | 36.01 |  | SNSW
| Large scale Solar PV |  |  |  | 104.5 |  | WNV
| Large scale Solar PV |  |  |  | 199.95 |  | WNV
| Large scale Solar PV |  |  |  | 50 |  | NQ
| Large scale Solar PV |  |  |  | 118.4 |  | CQ
| Large scale Solar PV |  |  |  | 230 |  | SNSW
| Large scale Solar PV |  |  |  | 28.98 |  | SNSW
| Large scale Solar PV |  |  |  | 15 |  | CQ
| Large scale Solar PV |  |  |  | 50 |  | CNSW
| Large scale Solar PV |  |  |  | 16.5 |  | CSA
| Large scale Solar PV |  |  |  | 16.5 |  | CSA
| Large scale Solar PV |  |  |  | 34.5 |  | SQ
| Large scale Solar PV |  |  |  | 26 |  | CQ
| Large scale Solar PV |  |  |  | 36.08 |  | CNSW
| Large scale Solar PV |  |  |  | 56 |  | NNSW
| Large scale Solar PV |  |  |  | 5.5 |  | CSA
| Large scale Solar PV |  |  |  | 5.5 |  | CSA
| Large scale Solar PV |  |  |  | 7.5 |  | CSA
| Large scale Solar PV |  |  |  | 5.5 |  | CSA
| Large scale Solar PV |  |  |  | 99 |  | CQ
| Large scale Solar PV |  |  |  | 13.75 |  | CSA
| Large scale Solar PV |  |  |  | 104.64 |  | CNSW
| Large scale Solar PV |  |  |  | 200 |  | NNSW
| Large scale Solar PV |  |  |  | 200 |  | NNSW
| Large scale Solar PV |  |  |  | 101.09 |  | WNV
| Large scale Solar PV |  |  |  | 102.03 |  | CNSW
| Large scale Solar PV |  |  |  | 25 |  | SQ
| Large scale Solar PV |  |  |  | 55.64 |  | SQ
| Large scale Solar PV |  |  |  | 49.5 |  | CNSW
| Large scale Solar PV |  |  |  | 99 |  | NSA
| Large scale Solar PV |  |  |  | 128 |  | NQ
| Large scale Solar PV |  |  |  | 65 |  | NQ
| Large scale Solar PV |  |  |  | 143 |  | NQ
| Large scale Solar PV |  |  |  | 228.8 |  | SNSW
| Large scale Solar PV |  |  |  | 150 |  | CNSW
| Large scale Solar PV |  |  |  | 85.26 |  | SQ
| Large scale Solar PV |  |  |  | 108 |  | SESA
| Large scale Solar PV |  |  |  | 32.1 |  | SQ
| Large scale Solar PV |  |  |  | 32.1 |  | SQ
| Large scale Solar PV |  |  |  | 216.08 |  | CNSW
| Large scale Solar PV |  |  |  | 97.5 |  | WNV
| Large scale Solar PV |  |  |  | 105.27 |  | SNSW
| Large scale Solar PV |  |  |  | 399.97 |  | SQ
| Large scale Solar PV |  |  |  | 20 |  | NNSW
| Large scale Solar PV |  |  |  | 57.5 |  | NQ
| Large scale Solar PV |  |  |  | 85 |  | WNV
| Large scale Solar PV |  |  |  | 222.5 |  | SQ
| Large scale Solar PV |  |  |  | 121 |  | SQ
| Large scale Solar PV |  |  |  | 94 |  | WNV

## CapFacAdjust_working
Working to create an adjustment factor to scale up onshore wind capacity factors to account for the model only including medium capacity factor profiles | [20 empty] | Ratio | [18 empty] | Average
REZ ID / Subregion | REZ Name / Subregion Name | Technology | Region | 2010-11 | 2011-12 | 2012-13 | 2013-14 | 2014-15 | 2015-16 | 2016-17 | 2017-18 | 2018-19 | 2019-20 | 2020-21 | 2021-22 | 2022-23 | 2023-24 | 2024-25 | Avg of reference years |  |  | 2011 | 2012 | 2013 | 2014 | 2015 | 2016 | 2017 | 2018 | 2019 | 2020 | 2021 | 2022 | 2023 | 2024 | 2025 | Avg of reference years |  |  |  | 2011 | 2012 | 2013 | 2014 | 2015 | 2016 | 2017 | 2018 | 2019 | 2020 | 2021 | 2022 | 2023 | 2024 | Medium | High | High ratio all resources | High ratio first 2500 or lower
N0 | New South Wales Non-REZ | Wind High | NSW | 0.34953 | 0.32093 | 0.34171 | 0.33054 | 0.33154 | 0.33333 | 0.33509 | 0.3502 | 0.32521 | 0.36941 | 0.34751 | 0.3629 | 0.35636 | 0.29321 | 0.33127 | 0.33127 | #N/A | N0 | 1.164 | 1.1761 | 1.1875 | 1.169 | 1.1815 | 1.1682 | 1.1637 | 1.1477 | 1.1577 | 1.1641 | 1.163 | 1.1619 | 1.1508 | 1.1934 | 1.1772 | 1.1426 |  | 4 | NQ | 1.1864 | 1.1722 | 1.1234 | 1.0984 | 1.0855 | 1.1097 | 1.1307 | 1.1123 | 1.111 | 1.1028 | 1.138 | 1.1264 | 1.1541 | 1.1326 | 17410 | 5910 | 0.25343 | 1
N1 | North West NSW | Wind High | NSW | 0 | 0 | 0 | 0 | 0 | 0 | 0 | 0 | 0 | 0 | 0 | 0 | 0 | 0 | 0 | 0 | NNSW | N1 | 1 | 1 | 1 | 1 | 1 | 1 | 1 | 1 | 1 | 1 | 1 | 1 | 1 | 1 | 1 |  | 1 | 4 | CQ | 1.1667 | 1.1859 | 1.1732 | 1.1666 | 1.1669 | 1.1905 | 1.1707 | 1.1757 | 1.161 | 1.1979 | 1.1842 | 1.1815 | 1.1904 | 1.1768 | 9000 | 3200 | 0.2623 | 1
N2 | New England | Wind High | NSW | 0.39017 | 0.36635 | 0.38631 | 0.3762 | 0.38081 | 0.37468 | 0.36287 | 0.40116 | 0.41147 | 0.37965 | 0.3858 | 0.41178 | 0.3963 | 0.34695 | 0.37519 | 0.37519 | NNSW | N2 | 1.0824 | 1.0663 | 1.0799 | 1.1015 | 1.0859 | 1.0799 | 1.0702 | 1.0945 | 1.1274 | 1.087 | 1.0523 | 1.0824 | 1.0778 | 1.1187 | 1.0852 | 1.0636 | 1 | 4 | SQ | 1.1451 | 1.1348 | 1.1116 | 1.0781 | 1.1013 | 1.1025 | 1.0891 | 1.1001 | 1.0944 | 1.0792 | 1.1043 | 1.1092 | 1.116 | 1.107 | 5000 | 1700 | 0.25373 | 0.68
N3 | Central-West Orana | Wind High | NSW | 0.39201 | 0.37245 | 0.38772 | 0.37503 | 0.39109 | 0.38065 | 0.37549 | 0.40428 | 0.39623 | 0.40696 | 0.3987 | 0.40836 | 0.39355 | 0.35998 | 0.37677 | 0.37677 | CNSW | N3 | 1.0581 | 1.0657 | 1.0522 | 1.0502 | 1.0554 | 1.0585 | 1.0522 | 1.0482 | 1.0409 | 1.0514 | 1.0457 | 1.051 | 1.0439 | 1.0592 | 1.0648 | 1.0226 | 1 | 2 | NNSW | 1.0412 | 1.0332 | 1.04 | 1.0508 | 1.043 | 1.04 | 1.0351 | 1.0473 | 1.0637 | 1.0435 | 1.0261 | 1.0412 | 1.0389 | 1.0593 | 5600 | 1800 | 0.24324 | 0.72
N4 | Broken Hill | Wind High | NSW | 0.42389 | 0.44754 | 0.44676 | 0.44683 | 0.43651 | 0.42733 | 0.42241 | 0.46847 | 0.45247 | 0.46235 | 0.44947 | 0.43894 | 0.45001 | 0.42227 | 0.4496 | 0.4496 | SNSW | N4 | 1.0672 | 1.0434 | 1.0442 | 1.041 | 1.0693 | 1.0439 | 1.0552 | 1.0476 | 1.0616 | 1.0671 | 1.0564 | 1.0585 | 1.0578 | 1.0622 | 1.0714 | 1.0721 | 1 | 3 | CNSW | 1.0515 | 1.0552 | 1.0507 | 1.0514 | 1.0492 | 1.0569 | 1.0505 | 1.0435 | 1.0453 | 1.045 | 1.049 | 1.047 | 1.0469 | 1.0538 | 6702 | 2322 | 0.25731 | 0.9288
N5 | South West NSW | Wind High | NSW | 0.34979 | 0.36859 | 0.37892 | 0.38744 | 0.36269 | 0.35969 | 0.36234 | 0.38549 | 0.38683 | 0.39029 | 0.37958 | 0.38095 | 0.37727 | 0.3336 | 0.36699 | 0.36699 | SNSW | N5 | 1.0082 | 1.0193 | 1.0082 | 1.0046 | 1.0007 | 1.0175 | 1.0179 | 1.0197 | 1.017 | 1.0146 | 1.0138 | 1.0154 | 1.0108 | 1.0071 | 1.0126 | 1.0006 | 1 | 5 | SNSW | 1.0764 | 1.0766 | 1.0703 | 1.0727 | 1.0752 | 1.0747 | 1.0752 | 1.0712 | 1.0781 | 1.0748 | 1.0721 | 1.0737 | 1.0702 | 1.0765 | 16700 | 5700 | 0.25446 | 1
N6 | Wagga Wagga | Wind High | NSW | 0.33435 | 0.33514 | 0.34881 | 0.34854 | 0.35325 | 0.33851 | 0.3338 | 0.35668 | 0.36721 | 0.36071 | 0.35296 | 0.3541 | 0.35595 | 0.31573 | 0.34521 | 0.34521 | SNSW | N6 | 1.0269 | 1.0244 | 1.0197 | 1.0169 | 1.0355 | 1.0261 | 1.0211 | 1.0213 | 1.0256 | 1.0274 | 1.029 | 1.0258 | 1.0195 | 1.031 | 1.0373 | 1.0213 | 1 | 5 | WNV | 1.0491 | 1.0458 | 1.045 | 1.042 | 1.0443 | 1.0493 | 1.0362 | 1.0415 | 1.038 | 1.0416 | 1.0412 | 1.0409 | 1.0378 | 1.0517 | 6681.5 | 2460.5 | 0.26914 | 0.9842
N7 | Tumut | Wind High | NSW | 0.34969 | 0.33485 | 0.35458 | 0.36466 | 0.34106 | 0.34064 | 0.36023 | 0.36974 | 0.36479 | 0.38219 | 0.35375 | 0.36274 | 0.36833 | 0.3168 | 0.34394 | 0.34394 | SNSW | N7 | 1.1891 | 1.1847 | 1.1736 | 1.1772 | 1.1697 | 1.1778 | 1.1763 | 1.1651 | 1.1771 | 1.1595 | 1.166 | 1.1598 | 1.1645 | 1.1777 | 1.1725 |  | 1 | 1 | SEV | 1.0978 | 1.0937 | 1.0995 | 1.0987 | 1.0882 | 1.1054 | 1.123 | 1.1074 | 1.1021 | 1.1009 | 1.0999 | 1.1057 | 1.1069 | 1.1203 | 1500 | 500 | 0.25 | 0.2
N8 | Cooma-Monaro | Wind High | NSW | 0.34847 | 0.34607 | 0.37736 | 0.38593 | 0.35395 | 0.36423 | 0.3758 | 0.39061 | 0.38128 | 0.39016 | 0.37807 | 0.37274 | 0.38612 | 0.3275 | 0.35386 | 0.35386 | SNSW | N8 | 1.0905 | 1.1109 | 1.1059 | 1.1237 | 1.1008 | 1.108 | 1.1053 | 1.1021 | 1.1094 | 1.1054 | 1.0955 | 1.1092 | 1.0985 | 1.1042 | 1.0827 | 1.0588 | 1 | 4 | NSA | 1.0493 | 1.0458 | 1.038 | 1.0356 | 1.044 | 1.0467 | 1.0465 | 1.04 | 1.04 | 1.0421 | 1.042 | 1.0447 | 1.0425 | 1.059 | 4400 | 1760 | 0.28571 | 0.704
N9 | Hunter-Central Coast | Wind High | NSW | 0.33412 | 0.29391 | 0.32002 | 0.30474 | 0.30051 | 0.31251 | 0.30921 | 0.3323 | 0.30004 | 0.3178 | 0.32561 | 0.32763 | 0.31873 | 0.26932 | 0.31098 | 0.31098 | CNSW | N9 | 1.0606 | 1.0652 | 1.0701 | 1.0761 | 1.0602 | 1.0792 | 1.0642 | 1.0532 | 1.0622 | 1.0527 | 1.0703 | 1.0531 | 1.0639 | 1.0624 | 1.0831 | 1.0621 | 1 | 3 | CSA | 1.0633 | 1.049 | 1.0553 | 1.0567 | 1.0595 | 1.0525 | 1.0486 | 1.0508 | 1.0451 | 1.0388 | 1.0567 | 1.0475 | 1.0517 | 1.06 | 5400 | 2000 | 0.27027 | 0.8
N12 | Illawarra | Wind High | NSW | 0 | 0 | 0 | 0 | 0 | 0 | 0 | 0 | 0 | 0 | 0 | 0 | 0 | 0 | 0 | 0 | SNW | N12 | 1 | 1 | 1 | 1 | 1 | 1 | 1 | 1 | 1 | 1 | 1 | 1 | 1 | 1 | 1 |  | 1 | 1 | SESA | 1.0387 | 1.0483 | 1.037 | 1.0405 | 1.054 | 1.0495 | 1.0489 | 1.0377 | 1.0459 | 1.0322 | 1.0537 | 1.0511 | 1.0688 | 1.0378 | 2400 | 800 | 0.25 | 0.32
N13 | South Cobar | Wind High | NSW | 0.37544 | 0.38609 | 0.39127 | 0.38341 | 0.3819 | 0.3683 | 0.37613 | 0.40505 | 0.39831 | 0.39227 | 0.38207 | 0.38412 | 0.39702 | 0.37007 | 0.37669 | 0.37669 | CNSW | N13 | 1.0358 | 1.0346 | 1.0297 | 1.028 | 1.0318 | 1.033 | 1.0352 | 1.0289 | 1.033 | 1.0308 | 1.031 | 1.0369 | 1.0329 | 1.0397 | 1.0377 | 1.0121 | 1 | 3 | TAS | 1.1135 | 1.1179 | 1.1216 | 1.1067 | 1.1039 | 1.0955 | 1.0985 | 1.1198 | 1.1108 | 1.0956 | 1.1104 | 1.107 | 1.1162 | 1.1032 | 7200 | 2600 | 0.26531 | 1
Q1 | Far North QLD | Wind High | QLD | 0.45577 | 0.48049 | 0.49752 | 0.52051 | 0.50707 | 0.46381 | 0.47405 | 0.51613 | 0.50201 | 0.48264 | 0.46445 | 0.43498 | 0.43975 | 0.49986 | 0.46694 | 0.46694 | NQ | Q1 | 1.2672 | 1.2579 | 1.2383 | 1.1774 | 1.1696 | 1.188 | 1.2003 | 1.1943 | 1.1868 | 1.1769 | 1.2065 | 1.2616 | 1.2783 | 1.1701 | 1.2018 | 1.1754 | 1
Q2 | North Qld Clean Energy Hub | Wind High | QLD | 0.42948 | 0.43582 | 0.45567 | 0.46465 | 0.45935 | 0.42425 | 0.43284 | 0.46468 | 0.47168 | 0.45484 | 0.44599 | 0.41102 | 0.41596 | 0.4594 | 0.44706 | 0.44706 | NQ | Q2 | 1.1577 | 1.1711 | 1.091 | 1.1209 | 1.0951 | 1.1141 | 1.1589 | 1.1535 | 1.1328 | 1.1405 | 1.1629 | 1.1088 | 1.1787 | 1.1514 | 1.1886 | 1.1464 | 1
Q3 | Northern Qld | Wind High | QLD | 0 | 0 | 0 | 0 | 0 | 0 | 0 | 0 | 0 | 0 | 0 | 0 | 0 | 0 | 0 | 0 | NQ | Q3 | 1 | 1 | 1 | 1 | 1 | 1 | 1 | 1 | 1 | 1 | 1 | 1 | 1 | 1 | 1 |  | 1
Q4 | Isaac | Wind High | QLD | 0.33719 | 0.33282 | 0.34922 | 0.39278 | 0.36462 | 0.36862 | 0.34959 | 0.353 | 0.39916 | 0.35128 | 0.38453 | 0.37671 | 0.34377 | 0.3756 | 0.3648 | 0.3648 | CQ | Q4 | 1.2285 | 1.2714 | 1.2541 | 1.2338 | 1.2481 | 1.262 | 1.2417 | 1.253 | 1.2286 | 1.268 | 1.267 | 1.249 | 1.2728 | 1.2555 | 1.265 | 1.2593 | 1 |  | Adjustmenet factor based on ratio of high capacity factor resources
Q5 | Barcaldine | Wind High | QLD | 0.41466 | 0.4092 | 0.45185 | 0.45356 | 0.46627 | 0.44582 | 0.43291 | 0.46516 | 0.47519 | 0.43449 | 0.44457 | 0.43303 | 0.42561 | 0.44152 | 0.46835 | 0.46835 | CQ | Q5 | 1.0821 | 1.0771 | 1.0645 | 1.0559 | 1.0594 | 1.0733 | 1.0631 | 1.0658 | 1.0668 | 1.0698 | 1.0743 | 1.0706 | 1.064 | 1.06 | 1.0645 | 1.1254 | 1
Q6 | Fitzroy | Wind High | QLD | 0.36613 | 0.36832 | 0.37243 | 0.39603 | 0.38063 | 0.38169 | 0.37729 | 0.35122 | 0.40568 | 0.37268 | 0.39036 | 0.37526 | 0.35607 | 0.39096 | 0.37794 | 0.37794 | CQ | Q6 | 1.1375 | 1.1615 | 1.1572 | 1.1799 | 1.1938 | 1.2019 | 1.215 | 1.1842 | 1.1665 | 1.2446 | 1.2078 | 1.2255 | 1.1977 | 1.1488 | 1.1862 | 1.1878 | 1 |  |  | 2011 | 2012 | 2013 | 2014 | 2015 | 2016 | 2017 | 2018 | 2019 | 2020 | 2021 | 2022 | 2023 | 2024
Q7 | Wide Bay | Wind High | QLD | 0.30645 | 0.30854 | 0.31461 | 0.29691 | 0.30468 | 0.28789 | 0.29972 | 0.29398 | 0.31107 | 0.28684 | 0.30187 | 0.30485 | 0.28952 | 0.29242 | 0.30113 | 0.30113 | SQ | Q7 | 1.1108 | 1.0932 | 1.0893 | 1.0792 | 1.1039 | 1.1006 | 1.0928 | 1.0711 | 1.0964 | 1.1026 | 1.1019 | 1.1084 | 1.1165 | 1.1173 | 1.0966 | 1.1025 | 1 |  | NQ | 1.1864 | 1.1722 | 1.1234 | 1.0984 | 1.0855 | 1.1097 | 1.1307 | 1.1123 | 1.111 | 1.1028 | 1.138 | 1.1264 | 1.1541 | 1.1326
Q8a | Darling Downs | Wind High | QLD | 0.32314 | 0.33414 | 0.35985 | 0.37237 | 0.37507 | 0.37003 | 0.35116 | 0.35725 | 0.38805 | 0.35785 | 0.36673 | 0.36616 | 0.35489 | 0.34387 | 0.3632 | 0.3632 | SQ | Q8 | 1.0666 | 1.0598 | 1.0537 | 1.0543 | 1.0474 | 1.064 | 1.0559 | 1.065 | 1.0635 | 1.0629 | 1.0551 | 1.065 | 1.0588 | 1.0764 | 1.0719 | 1.0739 | 1 |  | CQ | 1.1667 | 1.1859 | 1.1732 | 1.1666 | 1.1669 | 1.1905 | 1.1707 | 1.1757 | 1.161 | 1.1979 | 1.1842 | 1.1815 | 1.1904 | 1.1768
Q8b | Southern Downs | Wind High | QLD | 0.39769 | 0.39102 | 0.40469 | 0.38399 | 0.40258 | 0.39217 | 0.37659 | 0.40441 | 0.42622 | 0.38934 | 0.40404 | 0.42471 | 0.41504 | 0.37275 | 0.39453 | 0.39453 | SQ | Q8 | 1.1855 | 1.1902 | 1.1301 | 1.0616 | 1.1136 | 1.11 | 1.087 | 1.1245 | 1.0823 | 1.0609 | 1.1099 | 1.1291 | 1.1299 | 1.0847 | 1.0932 | 1.1005 | 1 |  | SQ | 1.0987 | 1.0917 | 1.0759 | 1.0531 | 1.0689 | 1.0697 | 1.0606 | 1.0681 | 1.0642 | 1.0539 | 1.0709 | 1.0742 | 1.0789 | 1.0728
Q8c | Western Downs | Wind High | QLD | 0.41295 | 0.40803 | 0.42085 | 0.41384 | 0.42123 | 0.41555 | 0.41016 | 0.40889 | 0.44453 | 0.40751 | 0.42604 | 0.42609 | 0.41504 | 0.39301 | 0.40827 | 0.40827 | SQ | Q8 | 1.2175 | 1.196 | 1.1733 | 1.1174 | 1.1404 | 1.1353 | 1.1207 | 1.1398 | 1.1356 | 1.0905 | 1.1504 | 1.1342 | 1.1589 | 1.1497 | 1.1273 | 1.1252 | 1 |  | NNSW | 1.0297 | 1.0239 | 1.0288 | 1.0366 | 1.0309 | 1.0288 | 1.0253 | 1.034 | 1.0459 | 1.0313 | 1.0188 | 1.0297 | 1.028 | 1.0427
Q9 | Banana | Wind High | QLD | 0.32631 | 0.32812 | 0.34542 | 0.35454 | 0.34558 | 0.34837 | 0.33427 | 0.34531 | 0.36723 | 0.32719 | 0.3391 | 0.33453 | 0.32919 | 0.33434 | 0.34284 | 0.34284 | CQ | Q9 | 1.2185 | 1.2337 | 1.217 | 1.1969 | 1.1664 | 1.2248 | 1.163 | 1.1999 | 1.182 | 1.2091 | 1.1875 | 1.181 | 1.2271 | 1.243 | 1.2133 | 1.213 | 1 |  | CNSW | 1.0478 | 1.0513 | 1.0471 | 1.0478 | 1.0457 | 1.0529 | 1.0469 | 1.0404 | 1.0421 | 1.0418 | 1.0455 | 1.0437 | 1.0436 | 1.0499
Q10 | Collinsville | Wind High | QLD | 0.39642 | 0.37726 | 0.3799 | 0.40751 | 0.37865 | 0.38902 | 0.37544 | 0.38214 | 0.42742 | 0.36247 | 0.41772 | 0.38867 | 0.37025 | 0.42706 | 0.40236 | 0.40236 | NQ | Q10 | 1.3208 | 1.2599 | 1.1643 | 1.0951 | 1.0774 | 1.1369 | 1.1635 | 1.1014 | 1.1242 | 1.0939 | 1.1827 | 1.1354 | 1.1594 | 1.2087 | 1.1794 | 1.1876 | 1 |  | SNSW | 1.0764 | 1.0766 | 1.0703 | 1.0727 | 1.0752 | 1.0747 | 1.0752 | 1.0712 | 1.0781 | 1.0748 | 1.0721 | 1.0737 | 1.0702 | 1.0765
S1 | South East SA | Wind High | SA | 0.40487 | 0.44301 | 0.42991 | 0.46052 | 0.42713 | 0.42651 | 0.40874 | 0.43863 | 0.44178 | 0.4382 | 0.43531 | 0.455 | 0.44553 | 0.39962 | 0.41428 | 0.41428 | SESA | S1 | 1.0387 | 1.0483 | 1.037 | 1.0405 | 1.054 | 1.0495 | 1.0489 | 1.0377 | 1.0459 | 1.0322 | 1.0537 | 1.0511 | 1.0688 | 1.0378 | 1.0342 | 1.0041 | 1 |  | WNV | 1.0483 | 1.0451 | 1.0443 | 1.0414 | 1.0436 | 1.0485 | 1.0356 | 1.0409 | 1.0374 | 1.0409 | 1.0405 | 1.0403 | 1.0372 | 1.0509
S2 | Riverland | Wind High | SA | 0.33834 | 0.35802 | 0.37062 | 0.37974 | 0.35203 | 0.3576 | 0.33595 | 0.38803 | 0.39096 | 0.37245 | 0.36234 | 0.38175 | 0.37303 | 0.3407 | 0.37387 | 0.37387 | CSA | S2 | 1.0557 | 1.0456 | 1.0572 | 1.0466 | 1.0592 | 1.0489 | 1.0361 | 1.0551 | 1.0541 | 1.0432 | 1.0534 | 1.0512 | 1.0515 | 1.0693 | 1.0631 | 1.0781 | 1 |  | SEV | 1.0196 | 1.0187 | 1.0199 | 1.0197 | 1.0176 | 1.0211 | 1.0246 | 1.0215 | 1.0204 | 1.0202 | 1.02 | 1.0211 | 1.0214 | 1.0241
S3 | Mid-North SA | Wind High | SA | 0.42036 | 0.44012 | 0.43405 | 0.46405 | 0.42363 | 0.42872 | 0.40504 | 0.46006 | 0.45889 | 0.44302 | 0.43368 | 0.4484 | 0.45337 | 0.40673 | 0.44036 | 0.44036 | CSA | S3 | 1.1196 | 1.0842 | 1.0807 | 1.0954 | 1.1006 | 1.0869 | 1.0886 | 1.0743 | 1.0701 | 1.0567 | 1.0907 | 1.0803 | 1.0838 | 1.0812 | 1.0797 | 1.0919 | 1 |  | NSA | 1.0347 | 1.0322 | 1.0268 | 1.0251 | 1.031 | 1.0329 | 1.0328 | 1.0282 | 1.0282 | 1.0297 | 1.0296 | 1.0314 | 1.0299 | 1.0415
S4 | Yorke Peninsula | Wind High | SA | 0.42003 | 0.43419 | 0.42746 | 0.47469 | 0.42377 | 0.42591 | 0.40457 | 0.45395 | 0.45174 | 0.4277 | 0.44136 | 0.45851 | 0.45436 | 0.42416 | 0.43986 | 0.43986 | CSA | S4 | 1.0147 | 1.0172 | 1.028 | 1.0279 | 1.0188 | 1.0217 | 1.021 | 1.0231 | 1.0112 | 1.0164 | 1.026 | 1.0109 | 1.0197 | 1.0296 | 1.0258 | 1.0263 | 1 |  | CSA | 1.0507 | 1.0392 | 1.0442 | 1.0453 | 1.0476 | 1.042 | 1.0389 | 1.0407 | 1.0361 | 1.031 | 1.0454 | 1.038 | 1.0413 | 1.048
S5 | Northern SA | Wind High | SA | 0.41372 | 0.42512 | 0.43524 | 0.44187 | 0.43096 | 0.4249 | 0.40817 | 0.44472 | 0.44394 | 0.43911 | 0.43895 | 0.44682 | 0.44267 | 0.42911 | 0.44366 | 0.44366 | NSA | S5 | 1.0696 | 1.0681 | 1.0456 | 1.0329 | 1.064 | 1.0471 | 1.0596 | 1.0505 | 1.0445 | 1.0582 | 1.0539 | 1.0415 | 1.042 | 1.0682 | 1.0578 | 1.0769 | 1 |  | SESA | 1.0124 | 1.0155 | 1.0118 | 1.0129 | 1.0173 | 1.0158 | 1.0157 | 1.0121 | 1.0147 | 1.0103 | 1.0172 | 1.0163 | 1.022 | 1.0121
S6 | Roxby Downs | Wind High | SA | 0 | 0 | 0 | 0 | 0 | 0 | 0 | 0 | 0 | 0 | 0 | 0 | 0 | 0 | 0 | 0 | NSA | S6 | 1 | 1 | 1 | 1 | 1 | 1 | 1 | 1 | 1 | 1 | 1 | 1 | 1 | 1 | 1 |  | 1 |  | TAS | 1.1135 | 1.1179 | 1.1216 | 1.1067 | 1.1039 | 1.0955 | 1.0985 | 1.1198 | 1.1108 | 1.0956 | 1.1104 | 1.107 | 1.1162 | 1.1032
S7 | Eastern Eyre Peninsula | Wind High | SA | 0.42356 | 0.43914 | 0.43818 | 0.47845 | 0.43781 | 0.44531 | 0.4167 | 0.46787 | 0.45947 | 0.44173 | 0.45836 | 0.46294 | 0.45448 | 0.44555 | 0.46221 | 0.46221 | NSA | S7 | 1.066 | 1.0675 | 1.0762 | 1.0596 | 1.0802 | 1.0822 | 1.0802 | 1.075 | 1.0841 | 1.0676 | 1.0745 | 1.0596 | 1.0754 | 1.1004 | 1.0913 | 1.108 | 1
S8 | Western Eyre Peninsula | Wind High | SA | 0.4286 | 0.43934 | 0.43246 | 0.47776 | 0.42665 | 0.43967 | 0.4121 | 0.46194 | 0.44995 | 0.43541 | 0.46361 | 0.46052 | 0.44957 | 0.45343 | 0.46384 | 0.46384 | NSA | S8 | 1.0616 | 1.0474 | 1.0302 | 1.0499 | 1.0319 | 1.0576 | 1.0463 | 1.0345 | 1.0315 | 1.0428 | 1.0396 | 1.0776 | 1.0526 | 1.0673 | 1.0591 | 1.0898 | 1
T1 | North East Tasmania | Wind High | TAS | 0.42352 | 0.40693 | 0.40782 | 0.43399 | 0.40776 | 0.40292 | 0.44789 | 0.43173 | 0.44898 | 0.4623 | 0.4136 | 0.41823 | 0.4197 | 0.40079 | 0.42766 | 0.42766 | TAS | T1 | 1.1264 | 1.1292 | 1.1462 | 1.1307 | 1.1066 | 1.0869 | 1.1105 | 1.1435 | 1.1392 | 1.1094 | 1.1174 | 1.0959 | 1.1193 | 1.0998 | 1.1122 | 1.1289 | 1
T2 | North West Tasmania | Wind High | TAS | 0.50374 | 0.50537 | 0.48458 | 0.51961 | 0.49583 | 0.47603 | 0.49344 | 0.51747 | 0.5071 | 0.52473 | 0.50718 | 0.48898 | 0.49765 | 0.46552 | 0.49737 | 0.49737 | TAS | T2 | 1.0736 | 1.0872 | 1.0924 | 1.0944 | 1.089 | 1.088 | 1.0805 | 1.0919 | 1.083 | 1.0823 | 1.0972 | 1.1047 | 1.0956 | 1.0858 | 1.0775 | 1.0847 | 1
T3 | Central Highlands | Wind High | TAS | 0.51382 | 0.50962 | 0.49558 | 0.51189 | 0.50737 | 0.48649 | 0.50645 | 0.51964 | 0.52778 | 0.54064 | 0.48977 | 0.45711 | 0.47605 | 0.48175 | 0.49561 | 0.49561 | TAS | T3 | 1.1405 | 1.1373 | 1.1263 | 1.095 | 1.1162 | 1.1117 | 1.1044 | 1.1238 | 1.1103 | 1.0951 | 1.1165 | 1.1205 | 1.1336 | 1.1241 | 1.1282 | 1.1058 | 1
V0 | Victoria Non-REZ | Wind High | VIC | 0.36987 | 0.38824 | 0.37026 | 0.43106 | 0.36964 | 0.36984 | 0.38883 | 0.38548 | 0.38847 | 0.40592 | 0.39495 | 0.41638 | 0.39408 | 0.36767 | 0.37675 | 0.37675 | #N/A | V0 | 1.0683 | 1.0662 | 1.0848 | 1.0589 | 1.0956 | 1.0876 | 1.0799 | 1.0666 | 1.0616 | 1.0732 | 1.086 | 1.0663 | 1.0685 | 1.1014 | 1.1153 | 1.0472
V1 | Ovens Murray | Wind High | VIC | 0 | 0 | 0 | 0 | 0 | 0 | 0 | 0 | 0 | 0 | 0 | 0 | 0 | 0 |  |  | WNV | V1 | 1 | 1 | 1 | 1 | 1 | 1 | 1 | 1 | 1 | 1 | 1 | 1 | 1 | 1 | 1 |  | 1
V2 | Murray River | Wind High | VIC | 0.26829 | 0.28695 | 0.28502 | 0.30868 | 0.28032 | 0.27793 | 0.28326 | 0.30596 | 0.30585 | 0.30987 | 0.30044 | 0.30527 | 0.29963 | 0.25285 |  | 0.29074 | WNV | V2 | 1.0316 | 1.0048 | 1.0082 | 1.0096 | 1.0182 | 1.0205 | 0.99177 | 1.0184 | 1.0139 | 1.0054 | 0.99427 | 1.0186 | 0.99731 | 1.0231 | 1 | 1.0107 | 1
V3 | Western Victoria | Wind High | VIC | 0.37811 | 0.41128 | 0.39483 | 0.43364 | 0.3883 | 0.38874 | 0.39179 | 0.4091 | 0.4045 | 0.42546 | 0.41541 | 0.42544 | 0.40477 | 0.36665 |  | 0.40272 | WNV | V3 | 1.1401 | 1.1443 | 1.1379 | 1.1405 | 1.1271 | 1.1435 | 1.1428 | 1.1269 | 1.1182 | 1.1312 | 1.1433 | 1.1306 | 1.1407 | 1.1462 | 1 | 1.1365 | 1
V4 | South West Victoria | Wind High | VIC | 0.36388 | 0.39401 | 0.37778 | 0.41856 | 0.36794 | 0.36403 | 0.37751 | 0.39406 | 0.39473 | 0.41491 | 0.38336 | 0.41069 | 0.38321 | 0.34037 |  | 0.38464 | WNV | V4 | 1.0168 | 1.0227 | 1.0197 | 1.0161 | 1.0249 | 1.0232 | 1.0093 | 1.011 | 1.0169 | 1.0148 | 1.0165 | 1.0216 | 1.019 | 1.0303 | 1 | 1.0186 | 1
V5 | Gippsland | Wind High | VIC | 0.36669 | 0.37545 | 0.36856 | 0.40308 | 0.36992 | 0.36427 | 0.37631 | 0.37796 | 0.37518 | 0.41256 | 0.40422 | 0.39687 | 0.37406 | 0.36021 |  | 0.38038 | SEV | V5 | 1.0978 | 1.0937 | 1.0995 | 1.0987 | 1.0882 | 1.1054 | 1.123 | 1.1074 | 1.1021 | 1.1009 | 1.0999 | 1.1057 | 1.1069 | 1.1203 | 1 | 1.1034 | 1
V6 | Central North Victoria | Wind High | VIC | 0.30158 | 0.31783 | 0.31162 | 0.33493 | 0.32767 | 0.32737 | 0.3032 | 0.33513 | 0.32884 | 0.3351 | 0.33489 | 0.32604 | 0.31318 | 0.2957 |  | 0.32093 | WNV | V6 | 1.0571 | 1.0573 | 1.0594 | 1.0438 | 1.0514 | 1.0592 | 1.0371 | 1.0513 | 1.041 | 1.0565 | 1.0519 | 1.0336 | 1.0319 | 1.059 | 1 | 1.0492 | 1
N0 | New South Wales Non-REZ | Wind Medium | NSW | 0.30029 | 0.27289 | 0.28775 | 0.28275 | 0.28061 | 0.28534 | 0.28795 | 0.30514 | 0.28092 | 0.31735 | 0.29881 | 0.31234 | 0.30965 | 0.2457 | 0.2814 | 0.28993
N1 | North West NSW | Wind Medium | NSW | 0 | 0 | 0 | 0 | 0 | 0 | 0 | 0 | 0 | 0 | 0 | 0 | 0 | 0 | 0
N2 | New England | Wind Medium | NSW | 0.36047 | 0.34356 | 0.35772 | 0.34153 | 0.35068 | 0.34695 | 0.33909 | 0.36651 | 0.36495 | 0.34925 | 0.36664 | 0.38045 | 0.3677 | 0.31015 | 0.34572 | 0.35276
N3 | Central-West Orana | Wind Medium | NSW | 0.37051 | 0.34948 | 0.36847 | 0.35711 | 0.37056 | 0.3596 | 0.35688 | 0.38567 | 0.38068 | 0.38704 | 0.38128 | 0.38854 | 0.37701 | 0.33986 | 0.35386 | 0.36844
N4 | Broken Hill | Wind Medium | NSW | 0.39719 | 0.42893 | 0.42784 | 0.42925 | 0.4082 | 0.40937 | 0.4003 | 0.44718 | 0.42623 | 0.43326 | 0.42549 | 0.41468 | 0.42542 | 0.39754 | 0.41962 | 0.41937
N5 | South West NSW | Wind Medium | NSW | 0.34693 | 0.3616 | 0.37583 | 0.38568 | 0.36243 | 0.35351 | 0.35596 | 0.37803 | 0.38038 | 0.38469 | 0.37443 | 0.37515 | 0.37323 | 0.33126 | 0.36243 | 0.36677
N6 | Wagga Wagga | Wind Medium | NSW | 0.32559 | 0.32716 | 0.34205 | 0.34275 | 0.34114 | 0.3299 | 0.32689 | 0.34924 | 0.35804 | 0.35108 | 0.34303 | 0.34521 | 0.34913 | 0.30622 | 0.3328 | 0.33802
N7 | Tumut | Wind Medium | NSW | 0.29408 | 0.28264 | 0.30214 | 0.30977 | 0.29158 | 0.28922 | 0.30622 | 0.31735 | 0.3099 | 0.32961 | 0.30337 | 0.31277 | 0.31628 | 0.26899 | 0.29334 | 0.30182
N8 | Cooma-Monaro | Wind Medium | NSW | 0.31955 | 0.31152 | 0.34121 | 0.34344 | 0.32154 | 0.32873 | 0.34001 | 0.35441 | 0.34367 | 0.35296 | 0.34512 | 0.33605 | 0.35149 | 0.29658 | 0.32682 | 0.33421
N9 | Hunter-Central Coast | Wind Medium | NSW | 0.31501 | 0.27591 | 0.29906 | 0.2832 | 0.28344 | 0.28956 | 0.29057 | 0.31551 | 0.28248 | 0.30189 | 0.30421 | 0.3111 | 0.29959 | 0.25352 | 0.28713 | 0.29281
N12 | Illawarra | Wind Medium | NSW | 0 | 0 | 0 | 0 | 0 | 0 | 0 | 0 | 0 | 0 | 0 | 0 | 0 | 0 | 0
N13 | South Cobar | Wind Medium | NSW | 0.36246 | 0.37318 | 0.38 | 0.37296 | 0.37012 | 0.35655 | 0.36334 | 0.39368 | 0.38558 | 0.38053 | 0.37057 | 0.37045 | 0.38435 | 0.35594 | 0.363 | 0.37218
Q1 | Far North QLD | Wind Medium | QLD | 0.35967 | 0.38198 | 0.40176 | 0.44206 | 0.43355 | 0.39041 | 0.39495 | 0.43217 | 0.42299 | 0.41008 | 0.38497 | 0.34478 | 0.34401 | 0.4272 | 0.38855 | 0.39727
Q2 | North Qld Clean Energy Hub | Wind Medium | QLD | 0.37098 | 0.37215 | 0.41768 | 0.41453 | 0.41947 | 0.38081 | 0.37349 | 0.40286 | 0.41637 | 0.39881 | 0.38352 | 0.3707 | 0.35288 | 0.39898 | 0.37611 | 0.38995
Q3 | Northern Qld | Wind Medium | QLD | 0 | 0 | 0 | 0 | 0 | 0 | 0 | 0 | 0 | 0 | 0 | 0 | 0 | 0 | 0
Q4 | Isaac | Wind Medium | QLD | 0.27448 | 0.26177 | 0.27848 | 0.31835 | 0.29214 | 0.29208 | 0.28154 | 0.28172 | 0.32489 | 0.27703 | 0.30349 | 0.3016 | 0.27008 | 0.29915 | 0.28838 | 0.28968
Q5 | Barcaldine | Wind Medium | QLD | 0.3832 | 0.37992 | 0.42448 | 0.42953 | 0.44014 | 0.41535 | 0.40723 | 0.43645 | 0.44542 | 0.40613 | 0.41382 | 0.40449 | 0.39999 | 0.41654 | 0.43997 | 0.41618
Q6 | Fitzroy | Wind Medium | QLD | 0.32187 | 0.31712 | 0.32184 | 0.33565 | 0.31884 | 0.31758 | 0.31053 | 0.29659 | 0.34777 | 0.29944 | 0.32318 | 0.30622 | 0.2973 | 0.34033 | 0.3186 | 0.31819
Q7 | Wide Bay | Wind Medium | QLD | 0.27589 | 0.28223 | 0.28883 | 0.27514 | 0.276 | 0.26157 | 0.27427 | 0.27447 | 0.28372 | 0.26016 | 0.27396 | 0.27502 | 0.25932 | 0.26172 | 0.2746 | 0.27313
Q8a | Darling Downs | Wind Medium | QLD | 0.30297 | 0.31528 | 0.3415 | 0.35321 | 0.35809 | 0.34777 | 0.33256 | 0.33545 | 0.36488 | 0.33667 | 0.34758 | 0.34383 | 0.33519 | 0.31946 | 0.33884 | 0.33822
Q8b | Southern Downs | Wind Medium | QLD | 0.33547 | 0.32853 | 0.3581 | 0.36171 | 0.3615 | 0.35329 | 0.34645 | 0.35963 | 0.39382 | 0.367 | 0.36403 | 0.37614 | 0.36731 | 0.34366 | 0.3609 | 0.3585
Q8c | Western Downs | Wind Medium | QLD | 0.33918 | 0.34117 | 0.35869 | 0.37036 | 0.36938 | 0.36603 | 0.36598 | 0.35873 | 0.39146 | 0.37368 | 0.37035 | 0.37568 | 0.35813 | 0.34184 | 0.36217 | 0.36286
Q9 | Banana | Wind Medium | QLD | 0.26778 | 0.26595 | 0.28384 | 0.29622 | 0.29628 | 0.28443 | 0.28742 | 0.28777 | 0.3107 | 0.2706 | 0.28555 | 0.28326 | 0.26826 | 0.26898 | 0.28257 | 0.28264
Q10 | Collinsville | Wind Medium | QLD | 0.30014 | 0.29943 | 0.3263 | 0.37212 | 0.35144 | 0.34219 | 0.32268 | 0.34696 | 0.38021 | 0.33136 | 0.35319 | 0.34233 | 0.31934 | 0.35332 | 0.34117 | 0.33881
S1 | South East SA | Wind Medium | SA | 0.38979 | 0.42258 | 0.41458 | 0.44261 | 0.40524 | 0.4064 | 0.38967 | 0.4227 | 0.42241 | 0.42455 | 0.41311 | 0.43289 | 0.41687 | 0.38509 | 0.4006 | 0.41261
S2 | Riverland | Wind Medium | SA | 0.3205 | 0.34239 | 0.35057 | 0.36282 | 0.33235 | 0.34093 | 0.32425 | 0.36778 | 0.37089 | 0.35702 | 0.34396 | 0.36315 | 0.35477 | 0.31862 | 0.35168 | 0.34678
S3 | Mid-North SA | Wind Medium | SA | 0.37546 | 0.40593 | 0.40163 | 0.42362 | 0.38491 | 0.39445 | 0.37207 | 0.42824 | 0.42885 | 0.41925 | 0.39763 | 0.41506 | 0.41831 | 0.37619 | 0.40786 | 0.4033
S4 | Yorke Peninsula | Wind Medium | SA | 0.41394 | 0.42684 | 0.41582 | 0.46179 | 0.41594 | 0.41687 | 0.39623 | 0.44371 | 0.44673 | 0.42081 | 0.43016 | 0.45357 | 0.44559 | 0.41195 | 0.42879 | 0.42858
S5 | Northern SA | Wind Medium | SA | 0.38682 | 0.39801 | 0.41626 | 0.42779 | 0.40502 | 0.40578 | 0.38521 | 0.42333 | 0.42503 | 0.41497 | 0.4165 | 0.42903 | 0.42481 | 0.40171 | 0.41943 | 0.41198
S6 | Roxby Downs | Wind Medium | SA | 0 | 0 | 0 | 0 | 0 | 0 | 0 | 0 | 0 | 0 | 0 | 0 | 0 | 0 | 0
S7 | Eastern Eyre Peninsula | Wind Medium | SA | 0.39735 | 0.41136 | 0.40714 | 0.45153 | 0.40532 | 0.41148 | 0.38575 | 0.43525 | 0.42382 | 0.41378 | 0.42659 | 0.4369 | 0.42263 | 0.40489 | 0.42354 | 0.41716
S8 | Western Eyre Peninsula | Wind Medium | SA | 0.40374 | 0.41948 | 0.4198 | 0.45505 | 0.41348 | 0.41573 | 0.39385 | 0.44651 | 0.43619 | 0.41755 | 0.44596 | 0.42735 | 0.42709 | 0.42483 | 0.43796 | 0.42564
T1 | North East Tasmania | Wind Medium | TAS | 0.37599 | 0.36037 | 0.35581 | 0.38383 | 0.36849 | 0.3707 | 0.40332 | 0.37755 | 0.39413 | 0.41671 | 0.37013 | 0.38162 | 0.37496 | 0.36442 | 0.3845 | 0.37884
T2 | North West Tasmania | Wind Medium | TAS | 0.46922 | 0.46486 | 0.44358 | 0.47479 | 0.4553 | 0.43753 | 0.45667 | 0.4739 | 0.46824 | 0.48482 | 0.46223 | 0.44265 | 0.45422 | 0.42871 | 0.46162 | 0.45855
T3 | Central Highlands | Wind Medium | TAS | 0.45051 | 0.44811 | 0.43999 | 0.46749 | 0.45453 | 0.43761 | 0.45857 | 0.46238 | 0.47534 | 0.49369 | 0.43865 | 0.40797 | 0.41995 | 0.42857 | 0.43929 | 0.44818
V0 | Victoria Non-REZ | Wind Medium | VIC | 0.34623 | 0.36412 | 0.34131 | 0.40709 | 0.33739 | 0.34003 | 0.36005 | 0.36142 | 0.36592 | 0.37824 | 0.36366 | 0.3905 | 0.36881 | 0.33383 | 0.33781 | 0.35976
V1 | Ovens Murray | Wind Medium | VIC | 0 | 0 | 0 | 0 | 0 | 0 | 0 | 0 | 0 | 0 | 0 | 0 | 0 | 0
V2 | Murray River | Wind Medium | VIC | 0.26008 | 0.28557 | 0.28271 | 0.30574 | 0.2753 | 0.27234 | 0.28561 | 0.30044 | 0.30168 | 0.30822 | 0.30217 | 0.29969 | 0.30044 | 0.24714 |  | 0.28765
V3 | Western Victoria | Wind Medium | VIC | 0.33165 | 0.35942 | 0.34699 | 0.3802 | 0.3445 | 0.33996 | 0.34284 | 0.36304 | 0.36175 | 0.37611 | 0.36334 | 0.37629 | 0.35485 | 0.31989 |  | 0.35435
V4 | South West Victoria | Wind Medium | VIC | 0.35785 | 0.38525 | 0.37049 | 0.41192 | 0.35901 | 0.35578 | 0.37403 | 0.38977 | 0.38816 | 0.40887 | 0.37715 | 0.402 | 0.37606 | 0.33035 |  | 0.37762
V5 | Gippsland | Wind Medium | VIC | 0.33402 | 0.34329 | 0.33522 | 0.36687 | 0.33994 | 0.32954 | 0.3351 | 0.34131 | 0.34043 | 0.37474 | 0.3675 | 0.35892 | 0.33795 | 0.32152 |  | 0.34474
V6 | Central North Victoria | Wind Medium | VIC | 0.28529 | 0.30061 | 0.29415 | 0.32087 | 0.31166 | 0.30908 | 0.29236 | 0.31877 | 0.31589 | 0.31717 | 0.31837 | 0.31544 | 0.3035 | 0.27924 |  | 0.30588

## LCF_GenTech
| Notes: | AEMO data does not include all technologies. Coal and nuclear to be assigned CCGT values. Offshore wind values are all 1
| Description: | 5 region model to use average of sub-regions
| Table: | RegGenCostFactor(Region,GenTech)
| Units: | rate
NQ | OCGTgas | 1.0801
CQ | OCGTgas | 1.1052
GG | OCGTgas | 1.0729
SQ | OCGTgas | 1
NNSW | OCGTgas | 1.0616
CNSW | OCGTgas | 1.0371
SNSW | OCGTgas | 1.0067
SNW | OCGTgas | 1
WNV | OCGTgas | 1
MEL | OCGTgas | 1
SEV | OCGTgas | 1.003
NSA | OCGTgas | 1.0467
CSA | OCGTgas | 1
SESA | OCGTgas | 1.1002
TAS | OCGTgas | 1
NQ | CCGTgas | 1.08
CQ | CCGTgas | 1.1021
GG | CCGTgas | 1.0702
SQ | CCGTgas | 1
NNSW | CCGTgas | 1.0598
CNSW | CCGTgas | 1.0349
SNSW | CCGTgas | 1.0066
SNW | CCGTgas | 1
WNV | CCGTgas | 1
MEL | CCGTgas | 1
SEV | CCGTgas | 1.0032
NSA | CCGTgas | 1.0405
CSA | CCGTgas | 1
SESA | CCGTgas | 1.097
TAS | CCGTgas | 1
NQ | CCGTgasCCS | 1.055
CQ | CCGTgasCCS | 1.0591
GG | CCGTgasCCS | 1.0308
SQ | CCGTgasCCS | 1
NNSW | CCGTgasCCS | 1.038
CNSW | CCGTgasCCS | 1.0188
SNSW | CCGTgasCCS | 1.0087
SNW | CCGTgasCCS | 1
WNV | CCGTgasCCS | 1
MEL | CCGTgasCCS | 1
SEV | CCGTgasCCS | 1.0062
NSA | CCGTgasCCS | 0.99453
CSA | CCGTgasCCS | 1
SESA | CCGTgasCCS | 1.0514
TAS | CCGTgasCCS | 1
NQ | SolLargePV | 1.1594
CQ | SolLargePV | 1.183
GG | SolLargePV | 0
SQ | SolLargePV | 1.0675
NNSW | SolLargePV | 1.0913
CNSW | SolLargePV | 1.1459
SNSW | SolLargePV | 1.1188
SNW | SolLargePV | 1.0185
WNV | SolLargePV | 1.0276
MEL | SolLargePV | 0
SEV | SolLargePV | 0.99717
NSA | SolLargePV | 1.1421
CSA | SolLargePV | 1.0908
SESA | SolLargePV | 1.1209
TAS | SolLargePV | 1.0792
NQ | WindOn | 1.123
CQ | WindOn | 1.1457
GG | WindOn | 0
SQ | WindOn | 1.054
NNSW | WindOn | 1.0801
CNSW | WindOn | 1.1163
SNSW | WindOn | 1.0943
SNW | WindOn | 1.0145
WNV | WindOn | 1.0287
MEL | WindOn | 0
SEV | WindOn | 0.99878
NSA | WindOn | 1.1283
CSA | WindOn | 1.0766
SESA | WindOn | 1.0912
TAS | WindOn | 1.0609

## LCF_ElecStoTech
| Notes: | AEMO data does not include all technoloies. Other battery storage duration to be assigned BattStor08 values
Description:
| Table: | RegStoCostFactor(Region,ElecStoTech)
| Units: | rate
NQ | BattStor02 | 1.0406
CQ | BattStor02 | 1.0673
GG | BattStor02 | 1.0373
SQ | BattStor02 | 1
NNSW | BattStor02 | 1.0456
CNSW | BattStor02 | 1.0336
SNSW | BattStor02 | 1.0119
SNW | BattStor02 | 1
WNV | BattStor02 | 1
MEL | BattStor02 | 1
SEV | BattStor02 | 1.006
NSA | BattStor02 | 1.0379
CSA | BattStor02 | 1
SESA | BattStor02 | 1.0596
TAS | BattStor02 | 1
NQ | BattStor04 | 1.0356
CQ | BattStor04 | 1.0681
GG | BattStor04 | 1.0378
SQ | BattStor04 | 1
NNSW | BattStor04 | 1.0471
CNSW | BattStor04 | 1.0373
SNSW | BattStor04 | 1.0129
SNW | BattStor04 | 1
WNV | BattStor04 | 1
MEL | BattStor04 | 1
SEV | BattStor04 | 1.0061
NSA | BattStor04 | 1.0489
CSA | BattStor04 | 1
SESA | BattStor04 | 1.0604
TAS | BattStor04 | 1
NQ | BattStor08 | 1.0306
CQ | BattStor08 | 1.0689
GG | BattStor08 | 1.0382
SQ | BattStor08 | 1
NNSW | BattStor08 | 1.0485
CNSW | BattStor08 | 1.0409
SNSW | BattStor08 | 1.0139
SNW | BattStor08 | 1
WNV | BattStor08 | 1
MEL | BattStor08 | 1
SEV | BattStor08 | 1.0062
NSA | BattStor08 | 1.0596
CSA | BattStor08 | 1
SESA | BattStor08 | 1.061
TAS | BattStor08 | 1
NQ | HydPump10 | 1.1057
CQ | HydPump10 | 1.0253
GG | HydPump10 | 1.032
SQ | HydPump10 | 0.94506
NNSW | HydPump10 | 1.0665
CNSW | HydPump10 | 1.0664
SNSW | HydPump10 | 1.1618
SNW | HydPump10 | 1.0469
WNV | HydPump10 | 0.99963
MEL | HydPump10 | 1.0238
SEV | HydPump10 | 1.032
NSA | HydPump10 | 1.0542
CSA | HydPump10 | 0.98792
SESA | HydPump10 | 1.0271
TAS | HydPump10 | 1.0325
NQ | HydPump24 | 1.0463
CQ | HydPump24 | 1.0292
GG | HydPump24 | 1.0465
SQ | HydPump24 | 1.023
NNSW | HydPump24 | 1.0601
CNSW | HydPump24 | 1.0463
SNSW | HydPump24 | 1.1222
SNW | HydPump24 | 1.0614
WNV | HydPump24 | 0.96886
MEL | HydPump24 | 1.0383
SEV | HydPump24 | 1.0466
NSA | HydPump24 | 1.1054
CSA | HydPump24 | 1.0246
SESA | HydPump24 | 1.0416
TAS | HydPump24 | 1.047
NQ | HydPump48 | 1.018
CQ | HydPump48 | 0.94074
GG | HydPump48 | 1.0356
SQ | HydPump48 | 1.039
NNSW | HydPump48 | 0.98613
CNSW | HydPump48 | 1.0564
SNSW | HydPump48 | 1.2148
SNW | HydPump48 | 1.0505
WNV | HydPump48 | 1.0227
MEL | HydPump48 | 1.0274
SEV | HydPump48 | 1.0357
NSA | HydPump48 | 1.1567
CSA | HydPump48 | 0.99154
SESA | HydPump48 | 1.0307
TAS | HydPump48 | 1.0361
SNSW | HydPump159 | 1

## LCF_working
|  |  | OCGTgas | CCGTgas | CCGTgasCCS |  |  |  | BattStor01 | BattStor02 | BattStor04 | BattStor08 |  |  |  | HydPump10 | HydPump24 | HydPump48 | [6 empty] | SolLargePV |  | WindOn
Assign average of REZ value to a subregion
Cost zone | REZ name / Description | OCGT (small GT) | OCGT (large GT) | CCGT | CCGT with CCS | Biomass | Large scale Solar PV | Solar Thermal (16hrs storage) | Battery storage (1hr storage) | Battery storage (2hrs storage) | Battery storage (4hrs storage) | Battery Storage (8hrs storage) | Wind | Wind - Offshore (fixed) | Wind - offshore (floating) | Pumped Hydro (10hrs storage) | Pumped Hydro (24hrs storage) | Pumped Hydro (48hrs storage) |  |  | Electrolysers - Proton Exchange Membrane | BOTN - Cethana |  |  | Large scale Solar PV | Solar Thermal (16hrs storage) | Wind |  | NQ | CQ | GG | SQ | NNSW | CNSW | SNSW | SNW | WNV | MEL | SEV | NSA | CSA | SESA | TAS
NQ | Subregional Reference Node | 1.0801 | 1.0801 | 1.08 | 1.055 | 1.0965 | Not Applicable | Not Applicable | 1.0467 | 1.0406 | 1.0356 | 1.0306 | Not Applicable | Not Applicable | Not Applicable | 1.1057 | 1.0463 | 1.018 | 1.0862 | 1.0392 | Not Applicable | Not Applicable | 4 | NQ | 1.1594 | 1.1092 | 1.123 | OCGTgas | 1.0801 | 1.1052 | 1.0729 | 1 | 1.0616 | 1.0371 | 1.0067 | 1 | 1 | 1 | 1.003 | 1.0467 | 1 | 1.1002 | 1
CQ | Subregional Reference Node | 1.1037 | 1.1052 | 1.1021 | 1.0591 | 1.1283 | Not Applicable | Not Applicable | 1.0663 | 1.0673 | 1.0681 | 1.0689 | Not Applicable | Not Applicable | Not Applicable | 1.0253 | 1.0292 | 0.94074 | 1.1319 | 1.0661 | Not Applicable | Not Applicable | 4 | CQ | 1.183 | 1.128 | 1.1457 | CCGTgas | 1.08 | 1.1021 | 1.0702 | 1 | 1.0598 | 1.0349 | 1.0066 | 1 | 1 | 1 | 1.0032 | 1.0405 | 1 | 1.097 | 1
GG | Subregional Reference Node | 1.0716 | 1.0729 | 1.0702 | 1.0308 | 1.0941 | Not Applicable | Not Applicable | 1.0368 | 1.0373 | 1.0378 | 1.0382 | Not Applicable | Not Applicable | Not Applicable | 1.032 | 1.0465 | 1.0356 | 1.0968 | 1.0362 | Not Applicable | Not Applicable | 0 | GG |  |  |  | CCGTgasCCS | 1.055 | 1.0591 | 1.0308 | 1 | 1.038 | 1.0188 | 1.0087 | 1 | 1 | 1 | 1.0062 | 0.99453 | 1 | 1.0514 | 1
SQ | Subregional Reference Node | 1 | 1 | 1 | 1 | 1 | Not Applicable | Not Applicable | 1 | 1 | 1 | 1 | Not Applicable | Not Applicable | Not Applicable | 0.94506 | 1.023 | 1.039 | 1 | 1 | Not Applicable | Not Applicable | 2 | SQ | 1.0675 | 1.0496 | 1.054 | SolLargePV | 1.1594 | 1.183 | 0 | 1.0675 | 1.0913 | 1.1459 | 1.1188 | 1.0185 | 1.0276 | 0 | 0.99717 | 1.1421 | 1.0908 | 1.1209 | 1.0792
NNSW | Subregional Reference Node | 1.0607 | 1.0616 | 1.0598 | 1.038 | 1.0728 | Not Applicable | Not Applicable | 1.044 | 1.0456 | 1.0471 | 1.0485 | Not Applicable | Not Applicable | Not Applicable | 1.0665 | 1.0601 | 0.98613 | 1.0768 | 1.0452 | Not Applicable | Not Applicable | 2 | NNSW | 1.0913 | 1.0697 | 1.0801 | WindOn | 1.123 | 1.1457 | 0 | 1.054 | 1.0801 | 1.1163 | 1.0943 | 1.0145 | 1.0287 | 0 | 0.99878 | 1.1283 | 1.0766 | 1.0912 | 1.0609
CNSW | Subregional Reference Node | 1.036 | 1.0371 | 1.0349 | 1.0188 | 1.0439 | Not Applicable | Not Applicable | 1.0292 | 1.0336 | 1.0373 | 1.0409 | Not Applicable | Not Applicable | Not Applicable | 1.0664 | 1.0463 | 1.0564 | 1.0529 | 1.0336 | Not Applicable | Not Applicable | 3 | CNSW | 1.1459 | 1.1035 | 1.1163
SNSW | Subregional Reference Node | 1.0067 | 1.0067 | 1.0066 | 1.0087 | 1.005 | Not Applicable | Not Applicable | 1.0107 | 1.0119 | 1.0129 | 1.0139 | Not Applicable | Not Applicable | Not Applicable | 1.1618 | 1.1222 | 1.2148 | 1.0072 | 1.0121 | Not Applicable | Not Applicable | 5 | SNSW | 1.1188 | 1.085 | 1.0943
SNW | Subregional Reference Node | 1 | 1 | 1 | 1 | 1 | Not Applicable | Not Applicable | 1 | 1 | 1 | 1 | Not Applicable | Not Applicable | Not Applicable | 1.0469 | 1.0614 | 1.0505 | 1 | 1 | Not Applicable | Not Applicable | 1 | SNW | 1.0185 | 1.0132 | 1.0145
WNV | Subregional Reference Node | 1 | 1 | 1 | 1 | 1 | Not Applicable | Not Applicable | 1 | 1 | 1 | 1 | Not Applicable | Not Applicable | Not Applicable | 0.99963 | 0.96886 | 1.0227 | 1 | 1 | Not Applicable | Not Applicable | 5 | WNV | 1.0276 | 1.0359 | 1.0287 |  | NQ | CQ | GG | SQ | NNSW | CNSW | SNSW | SNW | WNV | MEL | SEV | NSA | CSA | SESA | TAS
MEL | Subregional Reference Node | 1 | 1 | 1 | 1 | 1 | Not Applicable | Not Applicable | 1 | 1 | 1 | 1 | Not Applicable | Not Applicable | Not Applicable | 1.0238 | 1.0383 | 1.0274 | 1 | 1 | Not Applicable | Not Applicable | 0 | MEL |  |  |  | BattStor01 | 1.0467 | 1.0663 | 1.0368 | 1 | 1.044 | 1.0292 | 1.0107 | 1 | 1 | 1 | 1.006 | 1.0249 | 1 | 1.0588 | 1
SEV | Subregional Reference Node | 1.0031 | 1.003 | 1.0032 | 1.0062 | 1.0013 | Not Applicable | Not Applicable | 1.006 | 1.006 | 1.0061 | 1.0062 | Not Applicable | Not Applicable | Not Applicable | 1.032 | 1.0466 | 1.0357 | 1.0013 | 1.0061 | Not Applicable | Not Applicable | 1 | SEV | 0.99717 | 1 | 0.99878 | BattStor02 | 1.0406 | 1.0673 | 1.0373 | 1 | 1.0456 | 1.0336 | 1.0119 | 1 | 1 | 1 | 1.006 | 1.0379 | 1 | 1.0596 | 1
NSA | Subregional Reference Node | 1.0437 | 1.0467 | 1.0405 | 0.99453 | 1.0662 | Not Applicable | Not Applicable | 1.0249 | 1.0379 | 1.0489 | 1.0596 | Not Applicable | Not Applicable | Not Applicable | 1.0542 | 1.1054 | 1.1567 | 1.0926 | 1.038 | Not Applicable | Not Applicable | 4 | NSA | 1.1421 | 1.1076 | 1.1283 | BattStor04 | 1.0356 | 1.0681 | 1.0378 | 1 | 1.0471 | 1.0373 | 1.0129 | 1 | 1 | 1 | 1.0061 | 1.0489 | 1 | 1.0604 | 1
CSA | Subregional Reference Node | 1 | 1 | 1 | 1 | 1 | Not Applicable | Not Applicable | 1 | 1 | 1 | 1 | Not Applicable | Not Applicable | Not Applicable | 0.98792 | 1.0246 | 0.99154 | 1 | 1 | Not Applicable | Not Applicable | 3 | CSA | 1.0908 | 1.0642 | 1.0766 | BattStor08 | 1.0306 | 1.0689 | 1.0382 | 1 | 1.0485 | 1.0409 | 1.0139 | 1 | 1 | 1 | 1.0062 | 1.0596 | 1 | 1.061 | 1
SESA | Subregional Reference Node | 1.0986 | 1.1002 | 1.097 | 1.0514 | 1.1249 | Not Applicable | Not Applicable | 1.0588 | 1.0596 | 1.0604 | 1.061 | Not Applicable | Not Applicable | Not Applicable | 1.0271 | 1.0416 | 1.0307 | 1.1284 | 1.0583 | Not Applicable | Not Applicable | 1 | SESA | 1.1209 | 1.0824 | 1.0912 | HydPump10 | 1.1057 | 1.0253 | 1.032 | 0.94506 | 1.0665 | 1.0664 | 1.1618 | 1.0469 | 0.99963 | 1.0238 | 1.032 | 1.0542 | 0.98792 | 1.0271 | 1.0325
TAS | Subregional Reference Node | 1 | 1 | 1 | 1 | 1 | Not Applicable | Not Applicable | 1 | 1 | 1 | 1 | Not Applicable | Not Applicable | Not Applicable | 1.0325 | 1.047 | 1.0361 | 1 | 1 | Not Applicable | 1 | 3 | TAS | 1.0792 | 1.0554 | 1.0609 | HydPump24 | 1.0463 | 1.0292 | 1.0465 | 1.023 | 1.0601 | 1.0463 | 1.1222 | 1.0614 | 0.96886 | 1.0383 | 1.0466 | 1.1054 | 1.0246 | 1.0416 | 1.047
N0 | New South Wales Non-REZ | Not Applicable | Not Applicable | Not Applicable | Not Applicable | Not Applicable | 1.1085 | 1.0773 | 1.0558 | 1.0576 | 1.0592 | 1.0607 | 1.0856 | Not Applicable | Not Applicable | Not Applicable | Not Applicable | Not Applicable | Not Applicable | Not Applicable | 1.1532 | Not Applicable | [5 empty] | HydPump48 | 1.018 | 0.94074 | 1.0356 | 1.039 | 0.98613 | 1.0564 | 1.2148 | 1.0505 | 1.0227 | 1.0274 | 1.0357 | 1.1567 | 0.99154 | 1.0307 | 1.0361
N1 | North West NSW | Not Applicable | Not Applicable | Not Applicable | Not Applicable | Not Applicable | 1.0946 | 1.0731 | 1.0368 | 1.0467 | 1.0551 | 1.0633 | 1.0876 | Not Applicable | Not Applicable | Not Applicable | Not Applicable | Not Applicable | Not Applicable | Not Applicable | 1.1246 | Not Applicable |  | NNSW | 1
N2 | New England | Not Applicable | Not Applicable | Not Applicable | Not Applicable | Not Applicable | 1.088 | 1.0662 | 1.05 | 1.0518 | 1.0533 | 1.0548 | 1.0725 | Not Applicable | Not Applicable | Not Applicable | Not Applicable | Not Applicable | Not Applicable | Not Applicable | 1.1191 | Not Applicable |  | NNSW | 1
N3 | Central-West Orana | Not Applicable | Not Applicable | Not Applicable | Not Applicable | Not Applicable | 1.1016 | 1.075 | 1.0489 | 1.0536 | 1.0575 | 1.0614 | 1.0852 | Not Applicable | Not Applicable | Not Applicable | Not Applicable | Not Applicable | Not Applicable | Not Applicable | 1.1395 | Not Applicable |  | CNSW | 1
N4 | Broken Hill | Not Applicable | Not Applicable | Not Applicable | Not Applicable | Not Applicable | 1.1733 | 1.1269 | 1.0692 | 1.0823 | 1.0934 | 1.1042 | 1.1498 | Not Applicable | Not Applicable | Not Applicable | Not Applicable | Not Applicable | Not Applicable | Not Applicable | 1.239 | Not Applicable |  | SNSW | 1 |  |  | 5 Region
N5 | South West NSW | Not Applicable | Not Applicable | Not Applicable | Not Applicable | Not Applicable | 1.1656 | 1.116 | 1.0943 | 1.0921 | 1.0904 | 1.0886 | 1.124 | Not Applicable | Not Applicable | Not Applicable | Not Applicable | Not Applicable | Not Applicable | Not Applicable | 1.2371 | Not Applicable |  | SNSW | 1
N6 | Wagga Wagga | Not Applicable | Not Applicable | Not Applicable | Not Applicable | Not Applicable | 1.046 | 1.0409 | 1.0451 | 1.0423 | 1.0399 | 1.0375 | 1.0391 | Not Applicable | Not Applicable | Not Applicable | Not Applicable | Not Applicable | Not Applicable | Not Applicable | 1.0537 | Not Applicable |  | SNSW | 1 |  |  |  | QLD | NSW | VIC | SA | TAS
N7 | Tumut | Not Applicable | Not Applicable | Not Applicable | Not Applicable | Not Applicable | 1.1128 | 1.0781 | 1.0546 | 1.0565 | 1.058 | 1.0595 | 1.0871 | Not Applicable | Not Applicable | Not Applicable | Not Applicable | Not Applicable | Not Applicable | Not Applicable | 1.1626 | Not Applicable |  | SNSW | 1 |  |  | OCGTgas | 1.0646 | 1.0264 | 1.001 | 1.049 | 1
N8 | Cooma-Monaro | Not Applicable | Not Applicable | Not Applicable | Not Applicable | Not Applicable | 1.0963 | 1.0632 | 1.0411 | 1.0427 | 1.0441 | 1.0454 | 1.0716 | Not Applicable | Not Applicable | Not Applicable | Not Applicable | Not Applicable | Not Applicable | Not Applicable | 1.1439 | Not Applicable |  | SNSW | 1 |  |  | CCGTgas | 1.0631 | 1.0253 | 1.0011 | 1.0459 | 1
N9 | Hunter-Central Coast | Not Applicable | Not Applicable | Not Applicable | Not Applicable | Not Applicable | 1.0317 | 1.0216 | 1.0131 | 1.0143 | 1.0154 | 1.0164 | 1.025 | Not Applicable | Not Applicable | Not Applicable | Not Applicable | Not Applicable | Not Applicable | Not Applicable | 1.0461 | Not Applicable |  | CNSW | 1 |  |  | CCGTgasCCS | 1.0362 | 1.0164 | 1.0021 | 1.0153 | 1
N10 | Hunter Coast | Not Applicable | Not Applicable | Not Applicable | Not Applicable | Not Applicable | Not Applicable | Not Applicable | Not Applicable | Not Applicable | Not Applicable | Not Applicable | Not Applicable | 1 | 1 | Not Applicable | Not Applicable | Not Applicable | Not Applicable | Not Applicable | Not Applicable | Not Applicable | [5 empty] | SolLargePV | 1.1366 | 1.0936 | 1.0124 | 1.1179 | 1.0792
N11 | Illawarra Coast | Not Applicable | Not Applicable | Not Applicable | Not Applicable | Not Applicable | Not Applicable | Not Applicable | Not Applicable | Not Applicable | Not Applicable | Not Applicable | Not Applicable | 1 | 1 | Not Applicable | Not Applicable | Not Applicable | Not Applicable | Not Applicable | Not Applicable | Not Applicable | [5 empty] | WindOn | 1.1076 | 1.0763 | 1.0137 | 1.0987 | 1.0609
N12 | Illawarra | Not Applicable | Not Applicable | Not Applicable | Not Applicable | Not Applicable | 1.0185 | 1.0132 | 1.01 | 1.0102 | 1.0103 | 1.0104 | 1.0145 | Not Applicable | Not Applicable | Not Applicable | Not Applicable | Not Applicable | Not Applicable | Not Applicable | 1.0261 | Not Applicable |  | SNW | 1
N13 | South Cobar | Not Applicable | Not Applicable | Not Applicable | Not Applicable | Not Applicable | 1.3043 | 1.2138 | 1.1493 | 1.1554 | 1.1607 | 1.1657 | 1.2386 | Not Applicable | Not Applicable | Not Applicable | Not Applicable | Not Applicable | Not Applicable | Not Applicable | 1.4341 | Not Applicable |  | CNSW | 1
Q1 | Far North QLD | Not Applicable | Not Applicable | Not Applicable | Not Applicable | Not Applicable | 1.0641 | 1.046 | 1.0116 | 1.0215 | 1.0299 | 1.0381 | 1.0598 | Not Applicable | Not Applicable | Not Applicable | Not Applicable | Not Applicable | Not Applicable | Not Applicable | 1.0892 | Not Applicable |  | NQ | 1 |  |  |  | QLD | NSW | VIC | SA | TAS
Q2 | North Qld Clean Energy Hub | Not Applicable | Not Applicable | Not Applicable | Not Applicable | Not Applicable | 1.2945 | 1.2021 | 1.1233 | 1.1348 | 1.1446 | 1.1541 | 1.2329 | Not Applicable | Not Applicable | Not Applicable | Not Applicable | Not Applicable | Not Applicable | Not Applicable | 1.4264 | Not Applicable |  | NQ | 1 |  |  | BattStor01 | 1.0375 | 1.021 | 1.002 | 1.0279 | 1
Q3 | Northern Qld | Not Applicable | Not Applicable | Not Applicable | Not Applicable | Not Applicable | 1.1227 | 1.079 | 1.0693 | 1.0635 | 1.0588 | 1.054 | 1.0821 | Not Applicable | Not Applicable | Not Applicable | Not Applicable | Not Applicable | Not Applicable | Not Applicable | 1.1861 | Not Applicable |  | NQ | 1 |  |  | BattStor02 | 1.0363 | 1.0228 | 1.002 | 1.0325 | 1
Q4 | Isaac | Not Applicable | Not Applicable | Not Applicable | Not Applicable | Not Applicable | 1.1563 | 1.1098 | 1.0816 | 1.0828 | 1.0838 | 1.0847 | 1.1206 | Not Applicable | Not Applicable | Not Applicable | Not Applicable | Not Applicable | Not Applicable | Not Applicable | 1.2232 | Not Applicable |  | CQ | 1 |  |  | BattStor04 | 1.0354 | 1.0243 | 1.002 | 1.0364 | 1
Q5 | Barcaldine | Not Applicable | Not Applicable | Not Applicable | Not Applicable | Not Applicable | 1.2553 | 1.184 | 1.1078 | 1.1229 | 1.1357 | 1.1481 | 1.214 | Not Applicable | Not Applicable | Not Applicable | Not Applicable | Not Applicable | Not Applicable | Not Applicable | 1.3565 | Not Applicable |  | CQ | 1 |  |  | BattStor08 | 1.0344 | 1.0258 | 1.0021 | 1.0402 | 1
Q6 | Fitzroy | Not Applicable | Not Applicable | Not Applicable | Not Applicable | Not Applicable | 1.1333 | 1.0874 | 1.0602 | 1.0611 | 1.0618 | 1.0625 | 1.0977 | Not Applicable | Not Applicable | Not Applicable | Not Applicable | Not Applicable | Not Applicable | Not Applicable | 1.1993 | Not Applicable |  | CQ | 1 |  |  | HydPump10 | 1.0253 | 1.0983 | 0.99963 | 1.0211 | 1.0325
Q7 | Wide Bay | Not Applicable | Not Applicable | Not Applicable | Not Applicable | Not Applicable | 1.0517 | 1.0381 | 1.0296 | 1.03 | 1.0304 | 1.0308 | 1.0413 | Not Applicable | Not Applicable | Not Applicable | Not Applicable | Not Applicable | Not Applicable | Not Applicable | 1.0712 | Not Applicable |  | SQ | 1 |  |  | HydPump24 | 1.0328 | 1.0762 | 0.96886 | 1.065 | 1.047
Q8 | Darling Downs | Not Applicable | Not Applicable | Not Applicable | Not Applicable | Not Applicable | 1.0834 | 1.0611 | 1.0464 | 1.0474 | 1.0483 | 1.0492 | 1.0668 | Not Applicable | Not Applicable | Not Applicable | Not Applicable | Not Applicable | Not Applicable | Not Applicable | 1.1154 | Not Applicable |  | SQ | 1 |  |  | HydPump48 | 0.99927 | 1.0858 | 1.0227 | 1.0741 | 1.0361
Q9 | Banana | Not Applicable | Not Applicable | Not Applicable | Not Applicable | Not Applicable | 1.187 | 1.1309 | 1.0807 | 1.0886 | 1.0953 | 1.1019 | 1.1505 | Not Applicable | Not Applicable | Not Applicable | Not Applicable | Not Applicable | Not Applicable | Not Applicable | 1.2671 | Not Applicable |  | CQ | 1 |  |  | HydPump159 | 0 | 1 | 0 | 0 | 0
Q10 | Collinsville | Not Applicable | Not Applicable | Not Applicable | Not Applicable | Not Applicable | 1.1564 | 1.1095 | 1.0891 | 1.087 | 1.0853 | 1.0836 | 1.117 | Not Applicable | Not Applicable | Not Applicable | Not Applicable | Not Applicable | Not Applicable | Not Applicable | 1.224 | Not Applicable |  | NQ | 1
S1 | South East SA | Not Applicable | Not Applicable | Not Applicable | Not Applicable | Not Applicable | 1.1209 | 1.0824 | 1.0593 | 1.0602 | 1.0609 | 1.0616 | 1.0912 | Not Applicable | Not Applicable | Not Applicable | Not Applicable | Not Applicable | Not Applicable | Not Applicable | 1.1763 | Not Applicable |  | SESA | 1
S2 | Riverland | Not Applicable | Not Applicable | Not Applicable | Not Applicable | Not Applicable | 1.1138 | 1.0807 | 1.0436 | 1.0513 | 1.0578 | 1.0641 | 1.0953 | Not Applicable | Not Applicable | Not Applicable | Not Applicable | Not Applicable | Not Applicable | Not Applicable | 1.1608 | Not Applicable |  | CSA | 1
S3 | Mid-North SA | Not Applicable | Not Applicable | Not Applicable | Not Applicable | Not Applicable | 1.0609 | 1.0433 | 1.0213 | 1.0263 | 1.0305 | 1.0347 | 1.052 | Not Applicable | Not Applicable | Not Applicable | Not Applicable | Not Applicable | Not Applicable | Not Applicable | 1.0857 | Not Applicable |  | CSA | 1
S4 | Yorke Peninsula | Not Applicable | Not Applicable | Not Applicable | Not Applicable | Not Applicable | 1.0977 | 1.0688 | 1.0343 | 1.0419 | 1.0483 | 1.0545 | 1.0824 | Not Applicable | Not Applicable | Not Applicable | Not Applicable | Not Applicable | Not Applicable | Not Applicable | 1.1386 | Not Applicable |  | CSA | 1
S5 | Northern SA | Not Applicable | Not Applicable | Not Applicable | Not Applicable | Not Applicable | 1.0924 | 1.0707 | 1.0267 | 1.0398 | 1.0507 | 1.0615 | 1.0884 | Not Applicable | Not Applicable | Not Applicable | Not Applicable | Not Applicable | Not Applicable | Not Applicable | 1.1224 | Not Applicable |  | NSA | 1
S6 | Roxby Downs | Not Applicable | Not Applicable | Not Applicable | Not Applicable | Not Applicable | 1.2323 | 1.1661 | 1.0953 | 1.1094 | 1.1212 | 1.1327 | 1.1939 | Not Applicable | Not Applicable | Not Applicable | Not Applicable | Not Applicable | Not Applicable | Not Applicable | 1.3264 | Not Applicable |  | NSA | 1
S7 | Eastern Eyre Peninsula | Not Applicable | Not Applicable | Not Applicable | Not Applicable | Not Applicable | 1.1063 | 1.0861 | 1.0425 | 1.0557 | 1.0669 | 1.0777 | 1.1037 | Not Applicable | Not Applicable | Not Applicable | Not Applicable | Not Applicable | Not Applicable | Not Applicable | 1.1341 | Not Applicable |  | NSA | 1
S8 | Western Eyre Peninsula | Not Applicable | Not Applicable | Not Applicable | Not Applicable | Not Applicable | 1.1373 | 1.1074 | 1.0579 | 1.0714 | 1.0827 | 1.0937 | 1.1272 | Not Applicable | Not Applicable | Not Applicable | Not Applicable | Not Applicable | Not Applicable | Not Applicable | 1.1791 | Not Applicable |  | NSA | 1
T1 | North East Tasmania | Not Applicable | Not Applicable | Not Applicable | Not Applicable | Not Applicable | 1.0062 | 1.0087 | 1.0097 | 1.0099 | 1.01 | 1.0101 | 1.0084 | Not Applicable | Not Applicable | Not Applicable | Not Applicable | Not Applicable | Not Applicable | Not Applicable | 1.0026 | Not Applicable |  | TAS | 1
T2 | North West Tasmania | Not Applicable | Not Applicable | Not Applicable | Not Applicable | Not Applicable | 1.1317 | 1.0876 | 1.0613 | 1.0622 | 1.063 | 1.0637 | 1.0975 | Not Applicable | Not Applicable | Not Applicable | Not Applicable | Not Applicable | Not Applicable | Not Applicable | 1.1953 | Not Applicable |  | TAS | 1
T3 | Central Highlands | Not Applicable | Not Applicable | Not Applicable | Not Applicable | Not Applicable | 1.0996 | 1.0699 | 1.0518 | 1.0526 | 1.0532 | 1.0538 | 1.0768 | Not Applicable | Not Applicable | Not Applicable | Not Applicable | Not Applicable | Not Applicable | Not Applicable | 1.1424 | Not Applicable |  | TAS | 1
T4 | North Tasmania Coast | Not Applicable | Not Applicable | Not Applicable | Not Applicable | Not Applicable | Not Applicable | Not Applicable | Not Applicable | Not Applicable | Not Applicable | Not Applicable | Not Applicable | 1 | 1 | Not Applicable | Not Applicable | Not Applicable | Not Applicable | Not Applicable | Not Applicable | Not Applicable
V0 | Victorian Non-REZ | Not Applicable | Not Applicable | Not Applicable | Not Applicable | Not Applicable | 1.0008 | 1.0065 | 1.0093 | 1.0094 | 1.0095 | 1.0096 | 1.0055 | Not Applicable | Not Applicable | Not Applicable | Not Applicable | Not Applicable | Not Applicable | Not Applicable | 0.99266 | Not Applicable
V1 | Ovens Murray | N/A | N/A | N/A | N/A | N/A | 1.0571 | 1.0556 | 1.0225 | 1.0275 | 1.0318 | 1.036 | 1.0463 | N/A | N/A | N/A | N/A | N/A | N/A | N/A | 1.0795 | N/A |  | WNV | 1
V2 | Murray River | N/A | N/A | N/A | N/A | N/A | 0.98208 | 1.0209 | 0.98423 | 0.99355 | 1.0013 | 1.009 | 1.0046 | N/A | N/A | N/A | N/A | N/A | N/A | N/A | 0.96923 | N/A |  | WNV | 1
V3 | Western Victoria | N/A | N/A | N/A | N/A | N/A | 1.0566 | 1.0488 | 1.0405 | 1.0411 | 1.0416 | 1.042 | 1.0476 | N/A | N/A | N/A | N/A | N/A | N/A | N/A | 1.0692 | N/A |  | WNV | 1
V4 | South West Victoria | N/A | N/A | N/A | N/A | N/A | 1.0566 | 1.0488 | 1.0405 | 1.0411 | 1.0416 | 1.042 | 1.0476 | N/A | N/A | N/A | N/A | N/A | N/A | N/A | 1.0692 | N/A |  | WNV | 1
V5 | Gippsland | N/A | N/A | N/A | N/A | N/A | 0.99717 | 1 | 0.99723 | 0.99792 | 0.9985 | 0.99907 | 0.99878 | N/A | N/A | N/A | N/A | N/A | N/A | N/A | 0.9963 | N/A |  | SEV | 1
V6 | Central North Vic | N/A | N/A | N/A | N/A | N/A | 0.98585 | 1.0056 | 0.98787 | 0.99246 | 0.9963 | 1.0001 | 0.99756 | N/A | N/A | N/A | N/A | N/A | N/A | N/A | 0.97873 | N/A |  | WNV | 1
V7 | Gippsland Coast | N/A | N/A | N/A | N/A | N/A | N/A | N/A | N/A | N/A | N/A | N/A | N/A | 1 | 1 | N/A | N/A | N/A | N/A | N/A | N/A | N/A
V8 | Southern Ocean | N/A | N/A | N/A | N/A | N/A | N/A | N/A | N/A | N/A | N/A | N/A | N/A | 1 | 1 | N/A | N/A | N/A | N/A | N/A | N/A | N/A

## GenTechParams
Notes: | ElecConvFixedOM needs to be multiplied by 1000 to match model units, Capture rate accounts for upstream emissions not captured
Description: | various performance characteristics of GenTechs
Table: | All GenTech parameters, see row 6 for parameters included
Units: | years | years | rate | $/kW | $/MWh | $/MWh | rate | rate | rate | $/MW
| ElecConvEconomicLife_Yrs | ElecConvConstructPeriod_Yrs | FuelEfficiency | ElecConvFixedOM | ElecConvVariableOM | CarbStoCost | MinStableGen | MaxAvailability | CaptureRate | FuelConnectCost
USCBlack | 30 | 2 | 0.4212 | 64.851 | 4.68 | 0 | 0.3 | 0.93123 | 0 | 34603.7048
USCBlackCCS | 30 | 2 | 0.3005 | 94.838 | 8.85 | 14.3061 | 0.3 | 0.93123 | 0.90322 | 40215.2815
CCGTgas | 25 | 2 | 0.509 | 15.028 | 4.1 | 0 | 0.46 | 0.92993 | 0 | 290804.5977
OCGTgas | 25 | 1.5 | 0.333 | 14.066 | 8.1 | 0 | 0 | 0.9663 | 0 | 446996.4664
CCGTgasCCS | 25 | 2 | 0.439 | 22.542 | 8 | 8.6931 | 0.46 | 0.92993 | 0.91361 | 335655.058
RecipGas | 25 | 1.1154 | 0.409 | 29.383 | 8.51 | 0 | 0 | 0.9726 | 0 | 483978.9574
RecipH2 | 25 | 1 | 0.32 | 33 | 0 | 0 | 0 | 0.9726 | 0 | 483978.9574
SolLargePV | 30 | 0.5 | 1 | 12 | 0 | 0 | 0 | 0 | 0 | 0
WindOn | 25 | 1 | 1 | 28 | 0 | 0 | 0 | 0 | 0 | 0
WindOffFix | 25 | 3 | 1 | 174.573 | 0 | 0 | 0 | 0 | 0 | 0
WindOffFloat | 25 | 3 | 1 | 174.573 | 0 | 0 | 0 | 0 | 0 | 0
NucSMR | 30 | 4.4167 | 0.33 | 200 | 5.33 | 0 | 0.3 | 0.93123 | 0 | 0
NucLarge | 30 | 5.75 | 0.33 | 200 | 5.33 | 0 | 0.3 | 0.93123 | 0 | 0

## ElecStoTechParams
Notes:
Description: | various performance characteristics of ElecStoTechs
Table: | All ElcStoTech parameters, see row 6 for parameters included
Units: | hours | years | years | $/MW | rate
| Duration_Hrs | ElecStoEconomicLife_Yrs | ElecStoConstructPeriod_Yrs | ElecStoFixedOM | ElecStoEfficiency
BattStor02 | 2 | 20 | 1 | 13300 | 0.8464
BattStor04 | 4 | 20 | 1.1538 | 21200 | 0.85563
BattStor08 | 8 | 20 | 1.3077 | 37300 | 0.8649
HydPump10 | 10 | 40 | 2.4038 | 95000 | 0.775
HydPump24 | 24 | 40 | 3.8462 | 73500 | 0.775
HydPump48 | 48 | 40 | 3.8462 | 84000 | 0.775
HydPump159 | 159 | 40 | 11 | 84000 | 0.775

## ExistingBatt
| Notes: | See discussion ExistingCustBatt_working
Description:
| Table: | ExistingCustBatt(ElecStoTech,Region)
| Units: | MW
BattStor02 | NNSW | 208.0133
BattStor02 | CNSW | 133.411
BattStor02 | SNSW | 248.5534
BattStor02 | SNW | 861.867
BattStor02 | NQ | 181.8234
BattStor02 | CQ | 65.0149
BattStor02 | GG | 0.45909
BattStor02 | SQ | 877.8826
BattStor02 | NSA | 22.1588
BattStor02 | CSA | 447.5095
BattStor02 | SESA | 23.2701
BattStor02 | TAS | 77.1506
BattStor02 | NWV | 213.6711
BattStor02 | SEV | 74.6069
BattStor02 | MEL | 855.7297
BattStor04 | SNW | 2963.7
BattStor04 | SQ | 2067.5
BattStor04 | CSA | 630.9
BattStor04 | TAS | 168.5
BattStor04 | MEL | 2668.7

## ExistCustBatt_working
Rationale:
Large scale batteries existing today will be retired before 2050 and should not be included as existing capacity in 2050
However, customer owned batteries are constantly being reinvested in and projections of their capacity in 2050 take into account retirement due to end of life
Inclusion of customer owned batteries that can be used as aggregated batteries in the wholesale market imposes a free resource
However, their total exclusion would be distortionary because the operation of aggregated bateries (VPPs and V2G) has not been included in the demand projection and so the demnad projection is currently execessively non-smooth
V2G estimates account for various constraints such as vehcile availability, constraints on storage capacity, etc
It is assumed only 30% of VPP capacity is available due to communication and state of charge constraints
While implied duration is higher (>6), V2G will be entered as 4 hour battery capacity
VPP will be entered as 2 hour batteries
V2G
Step Change
|  | 2025-26 | 2026-27 | 2027-28 | 2028-29 | 2029-30 | 2030-31 | 2031-32 | 2032-33 | 2033-34 | 2034-35 | 2035-36 | 2036-37 | 2037-38 | 2038-39 | 2039-40 | 2040-41 | 2041-42 | 2042-43 | 2043-44 | 2044-45 | 2045-46 | 2046-47 | 2047-48 | 2048-49 | 2049-50 | 2050-51 | 2051-52 | 2052-53 | 2053-54 | 2054-55
MWh | NSW | 0 | 0 | 0 | 0 | 0 | 143.1 | 345.9 | 609.4 | 935.2 | 1326.1 | 1833.3 | 2421.2 | 3089.7 | 3838.9 | 4668.8 | 5579.3 | 6570.6 | 7642.4 | 8795 | 10028.2 | 11342.1 | 12736.6 | 14211.8 | 15767.7 | 17404.2 | 18210.9 | 19017.6 | 19824.2 | 20630.9 | 21437.6
| QLD | 0 | 0 | 0 | 0 | 0 | 100.7 | 243.8 | 428.7 | 655.5 | 924.9 | 1278 | 1687.1 | 2152.2 | 2673.4 | 3250.6 | 3883.8 | 4573.1 | 5318.4 | 6119.7 | 6977 | 7890.4 | 8859.8 | 9885.3 | 10966.8 | 12104.3 | 12664.6 | 13224.9 | 13785.2 | 14345.5 | 14905.8
| SA | 0 | 0 | 0 | 0 | 0 | 30.8 | 74.7 | 131.3 | 200.4 | 282 | 390.2 | 515.5 | 658.1 | 818 | 995.1 | 1189.4 | 1401 | 1629.8 | 1875.9 | 2139.1 | 2419.7 | 2717.5 | 3032.5 | 3364.7 | 3714.2 | 3886.6 | 4059 | 4231.4 | 4403.8 | 4576.2
| TAS | 0 | 0 | 0 | 0 | 0 | 5 | 12.3 | 21.9 | 34 | 48.5 | 74.1 | 105 | 141.2 | 182.7 | 229.5 | 281.5 | 338.9 | 401.6 | 469.6 | 542.9 | 621.5 | 705.3 | 794.5 | 889 | 988.8 | 1041.7 | 1094.7 | 1147.7 | 1200.7 | 1253.7
| VIC | 0 | 0 | 0 | 0 | 0 | 132.6 | 321.9 | 567.2 | 868.8 | 1227.4 | 1688.9 | 2222.4 | 2827.9 | 3505.4 | 4254.9 | 5076.5 | 5970 | 6935.5 | 7973 | 9082.6 | 10264.1 | 11517.6 | 12843.2 | 14240.7 | 15710.3 | 16430.3 | 17150.3 | 17870.4 | 18590.4 | 19310.5
| WEM | 0 | 0 | 0 | 0 | 0 | 41.1 | 99.8 | 176.7 | 272.8 | 388.9 | 560.7 | 763.7 | 998.1 | 1263.8 | 1560.8 | 1889.1 | 2248.8 | 2639.7 | 3062 | 3515.6 | 4000.5 | 4516.8 | 5064.3 | 5643.2 | 6253.4 | 6566.6 | 6879.7 | 7192.9 | 7506.1 | 7819.3
MW |  | 2025-26 | 2026-27 | 2027-28 | 2028-29 | 2029-30 | 2030-31 | 2031-32 | 2032-33 | 2033-34 | 2034-35 | 2035-36 | 2036-37 | 2037-38 | 2038-39 | 2039-40 | 2040-41 | 2041-42 | 2042-43 | 2043-44 | 2044-45 | 2045-46 | 2046-47 | 2047-48 | 2048-49 | 2049-50 | 2050-51 | 2051-52 | 2052-53 | 2053-54 | 2054-55
| NSW | 0 | 0 | 0 | 0 | 0 | 21.5 | 52.1 | 92 | 141.7 | 201.8 | 280.5 | 372.5 | 478.1 | 597.7 | 731.6 | 880.3 | 1044 | 1223.4 | 1418.8 | 1630.9 | 1860.2 | 2107.4 | 2373.1 | 2658.3 | 2963.7 | 3100.8 | 3237.9 | 3374.9 | 3512 | 3649.1
| QLD | 0 | 0 | 0 | 0 | 0 | 15.1 | 36.7 | 64.8 | 99.5 | 141.1 | 196 | 260.2 | 333.9 | 417.3 | 510.8 | 614.5 | 728.7 | 853.8 | 990.1 | 1138 | 1297.9 | 1470.3 | 1655.6 | 1854.5 | 2067.5 | 2163 | 2258.6 | 2354.1 | 2449.6 | 2545.2
| SA | 0 | 0 | 0 | 0 | 0 | 4.6 | 11.3 | 19.8 | 30.4 | 42.9 | 59.7 | 79.2 | 101.7 | 127.2 | 155.7 | 187.3 | 222.2 | 260.4 | 302 | 347.1 | 395.9 | 448.6 | 505.2 | 565.9 | 630.9 | 660.1 | 689.3 | 718.5 | 747.7 | 776.9
| TAS | 0 | 0 | 0 | 0 | 0 | 0.8 | 1.9 | 3.3 | 5.2 | 7.4 | 11.4 | 16.2 | 21.9 | 28.5 | 36 | 44.5 | 53.9 | 64.3 | 75.8 | 88.4 | 102 | 116.8 | 132.8 | 150 | 168.5 | 177.5 | 186.5 | 195.5 | 204.5 | 213.5
| VIC | 0 | 0 | 0 | 0 | 0 | 19.9 | 48.3 | 85.4 | 131.3 | 186.4 | 257.8 | 341.1 | 436.6 | 544.5 | 665.2 | 799 | 946.3 | 1107.5 | 1283.1 | 1473.5 | 1679.3 | 1901 | 2139.3 | 2395 | 2668.7 | 2790.7 | 2912.8 | 3034.8 | 3156.9 | 3278.9
| WEM | 0 | 0 | 0 | 0 | 0 | 6.2 | 15.1 | 26.9 | 41.6 | 59.6 | 86.3 | 118.2 | 155.3 | 197.8 | 245.9 | 299.6 | 359.1 | 424.7 | 496.4 | 574.6 | 659.3 | 751 | 849.8 | 956 | 1070 | 1123.5 | 1176.9 | 1230.4 | 1283.9 | 1337.3
Implied average duration
|  | 2025-26 | 2026-27 | 2027-28 | 2028-29 | 2029-30 | 2030-31 | 2031-32 | 2032-33 | 2033-34 | 2034-35 | 2035-36 | 2036-37 | 2037-38 | 2038-39 | 2039-40 | 2040-41 | 2041-42 | 2042-43 | 2043-44 | 2044-45 | 2045-46 | 2046-47 | 2047-48 | 2048-49 | 2049-50 | 2050-51 | 2051-52 | 2052-53 | 2053-54 | 2054-55
| NSW | [5 empty] | 6.6558 | 6.6392 | 6.6239 | 6.5999 | 6.5714 | 6.5358 | 6.4999 | 6.4625 | 6.4228 | 6.3816 | 6.338 | 6.2937 | 6.2469 | 6.1989 | 6.1489 | 6.0972 | 6.0438 | 5.9887 | 5.9315 | 5.8725 | 5.873 | 5.8734 | 5.874 | 5.8744 | 5.8748
| QLD | [5 empty] | 6.6689 | 6.6431 | 6.6157 | 6.5879 | 6.5549 | 6.5204 | 6.4839 | 6.4456 | 6.4064 | 6.3637 | 6.3203 | 6.2757 | 6.2291 | 6.1809 | 6.1309 | 6.0794 | 6.0258 | 5.9708 | 5.9136 | 5.8546 | 5.8551 | 5.8554 | 5.8558 | 5.8563 | 5.8564
| SA | [5 empty] | 6.6957 | 6.6106 | 6.6313 | 6.5921 | 6.5734 | 6.536 | 6.5088 | 6.471 | 6.4308 | 6.3911 | 6.3502 | 6.3051 | 6.2588 | 6.2116 | 6.1628 | 6.1119 | 6.0577 | 6.0026 | 5.9458 | 5.8871 | 5.8879 | 5.8886 | 5.8892 | 5.8898 | 5.8903
| TAS | [5 empty] | 6.25 | 6.4737 | 6.6364 | 6.5385 | 6.5541 | 6.5 | 6.4815 | 6.4475 | 6.4105 | 6.375 | 6.3258 | 6.2876 | 6.2457 | 6.1953 | 6.1414 | 6.0931 | 6.0385 | 5.9827 | 5.9267 | 5.8682 | 5.8687 | 5.8697 | 5.8706 | 5.8714 | 5.8721
| VIC | [5 empty] | 6.6633 | 6.6646 | 6.6417 | 6.6169 | 6.5848 | 6.5512 | 6.5154 | 6.4771 | 6.4378 | 6.3964 | 6.3536 | 6.3088 | 6.2623 | 6.2139 | 6.164 | 6.1121 | 6.0587 | 6.0035 | 5.946 | 5.8869 | 5.8875 | 5.8879 | 5.8885 | 5.8888 | 5.8893
| WEM | [5 empty] | 6.629 | 6.6093 | 6.5688 | 6.5577 | 6.5252 | 6.4971 | 6.4611 | 6.4269 | 6.3893 | 6.3473 | 6.3054 | 6.2623 | 6.2154 | 6.1684 | 6.1183 | 6.0678 | 6.0144 | 5.9594 | 5.9029 | 5.8443 | 5.8448 | 5.8456 | 5.846 | 5.8463 | 5.8471
VPP
Step Change
MWh | Region | Subregion | 2025-26 | 2026-27 | 2027-28 | 2028-29 | 2029-30 | 2030-31 | 2031-32 | 2032-33 | 2033-34 | 2034-35 | 2035-36 | 2036-37 | 2037-38 | 2038-39 | 2039-40 | 2040-41 | 2041-42 | 2042-43 | 2043-44 | 2044-45 | 2045-46 | 2046-47 | 2047-48 | 2048-49 | 2049-50 | 2050-51 | 2051-52 | 2052-53 | 2053-54 | 2054-55
| NSW | NNSW | 39.0699 | 70.8223 | 94.8869 | 124.0308 | 166.5391 | 198.1579 | 230.7169 | 268.309 | 306.6201 | 339.9508 | 373.7727 | 420.71 | 471.2194 | 529.8144 | 594.8244 | 662.8335 | 733.0759 | 809.8176 | 885.7485 | 962.3793 | 1034.9377 | 1106.503 | 1175.5609 | 1245.0871 | 1317.6741 | 1347.8256 | 1379.3506 | 1413.6549 | 1447.1677 | 1479.8446
| NSW | CNSW | 23.2913 | 41.6358 | 55.8573 | 73.1895 | 98.6186 | 117.638 | 137.3556 | 160.1685 | 183.5502 | 203.5889 | 224.1414 | 253.0711 | 284.4435 | 321.0264 | 361.872 | 404.9507 | 449.7476 | 499.248 | 548.648 | 599.4667 | 648.2643 | 697.045 | 744.8743 | 793.6999 | 845.1005 | 869.3925 | 894.761 | 922.2203 | 949.4184 | 976.2982
| NSW | SNSW | 35.6307 | 65.6976 | 90.0441 | 120.1615 | 164.5684 | 198.6478 | 234.3842 | 275.9064 | 318.9168 | 360.0929 | 403.1708 | 457.3837 | 516.3252 | 585.0646 | 661.9024 | 743.0985 | 827.7759 | 921.2232 | 1014.7462 | 1110.7241 | 1203.0294 | 1295.3063 | 1385.6846 | 1477.7388 | 1574.4777 | 1619.8259 | 1667.1471 | 1718.3192 | 1768.9638 | 1818.9824
| NSW | SNW | 141.9065 | 250.7406 | 336.479 | 441.5383 | 596.4145 | 712.7175 | 833.8439 | 974.4564 | 1119.1548 | 1241.4597 | 1371.0415 | 1551.5993 | 1748.4672 | 1979.128 | 2238.0935 | 2512.8974 | 2800.4516 | 3120.8465 | 3443.0899 | 3778.8916 | 4105.1901 | 4435.1651 | 4762.7364 | 5100.741 | 5459.5538 | 5643.3781 | 5836.3477 | 6045.2619 | 6254.6256 | 6464.1052
| QLD | NQ | 18.0829 | 31.8819 | 45.0374 | 62.4083 | 93.6389 | 116.9792 | 141.5505 | 168.6421 | 200.1677 | 235.2453 | 272.6089 | 313.9279 | 358.3136 | 410.6828 | 468.223 | 526.0209 | 585.9677 | 651.1865 | 720.2308 | 790.7125 | 859.4099 | 925.776 | 992.7488 | 1062.6194 | 1133.091 | 1167.1373 | 1201.7039 | 1238.2061 | 1276.63 | 1314.8092
| QLD | CQ | 5.5089 | 10.016 | 14.3708 | 20.1791 | 30.6365 | 38.6084 | 47.0732 | 56.457 | 67.4057 | 79.8 | 93.064 | 107.6322 | 123.3717 | 141.9751 | 162.4995 | 183.2106 | 204.7654 | 228.335 | 253.3153 | 278.9957 | 304.1389 | 328.5367 | 353.2307 | 379.0586 | 405.1612 | 418.0914 | 431.2335 | 445.0822 | 459.6362 | 474.1316
| QLD | GG | 0.063772 | 0.10918 | 0.14886 | 0.20042 | 0.29299 | 0.35902 | 0.42564 | 0.49819 | 0.58227 | 0.65512 | 0.73256 | 0.83972 | 0.95153 | 1.0833 | 1.2264 | 1.3731 | 1.5214 | 1.6839 | 1.8542 | 2.0272 | 2.1954 | 2.3575 | 2.5223 | 2.6874 | 2.861 | 2.9478 | 3.0357 | 3.1268 | 3.2238 | 3.3225
| QLD | SQ | 67.0785 | 124.9002 | 180.5777 | 255.3673 | 390.484 | 494.3772 | 605.2509 | 728.4952 | 872.634 | 1033.0653 | 1205.4221 | 1399.0727 | 1609.4353 | 1858.7899 | 2134.7156 | 2414.6127 | 2706.4739 | 3027.2921 | 3367.7914 | 3720.4348 | 4066.872 | 4404.6361 | 4747.5297 | 5106.7703 | 5470.8086 | 5656.0731 | 5844.0773 | 6041.7044 | 6249.0439 | 6455.3734
| SA | NSA | 5.9504 | 9.3491 | 11.9633 | 14.9831 | 16.3349 | 19.0564 | 22.0627 | 25.4128 | 29.0824 | 32.7067 | 36.5818 | 41.1359 | 46.2078 | 51.9695 | 57.9597 | 64.3757 | 71.1241 | 78.6071 | 86.4613 | 94.4993 | 102.3829 | 110.0364 | 117.7063 | 125.7969 | 133.8135 | 138.3915 | 143.1095 | 148.0891 | 153.1968 | 158.1495
| SA | CSA | 173.7421 | 257.1202 | 319.1636 | 389.0832 | 413.1837 | 473.3996 | 539.2851 | 612.2434 | 691.5646 | 769.9906 | 853.061 | 947.9186 | 1052.4368 | 1169.976 | 1290.296 | 1417.9633 | 1551.0749 | 1696.3766 | 1848.1108 | 1998.9012 | 2144.513 | 2283.3164 | 2420.0215 | 2562.7742 | 2702.4348 | 2772.655 | 2845.759 | 2922.8854 | 3002.4435 | 3078.2534
| SA | SESA | 8.1953 | 12.0838 | 15.1288 | 18.5891 | 19.8952 | 22.9332 | 26.2758 | 29.9819 | 34.0266 | 38.2436 | 42.7218 | 47.6117 | 53.0172 | 59.1113 | 65.3774 | 72.046 | 79.0139 | 86.6619 | 94.6415 | 102.6571 | 110.4162 | 117.8685 | 125.2433 | 132.9437 | 140.5241 | 144.4701 | 148.57 | 152.8875 | 157.3364 | 161.5972
| TAS | TAS | 5.8094 | 11.862 | 17.7881 | 24.9376 | 39.6997 | 48.9081 | 58.7642 | 70.3593 | 82.4736 | 95.5849 | 108.5962 | 125.622 | 143.4821 | 164.8559 | 186.0828 | 209.6828 | 235.0729 | 263.1167 | 292.3367 | 322.8737 | 353.1381 | 383.027 | 413.4055 | 444.4256 | 475.8532 | 493.0684 | 510.8271 | 528.6545 | 546.7334 | 564.3502
| VIC | NWV | 21.1261 | 39.6279 | 55.8499 | 75.4912 | 111.2913 | 137.4045 | 165.2671 | 195.6199 | 229.6166 | 262.1213 | 297.653 | 342.1518 | 392.9155 | 449.1908 | 512.3293 | 578.185 | 647.4283 | 724.6102 | 805.0284 | 889.2234 | 973.1902 | 1057.2191 | 1143.2374 | 1231.3696 | 1324.2243 | 1386.82 | 1450.2029 | 1514.8458 | 1581.1424 | 1647.0245
| VIC | SEV | 7.766 | 14.6533 | 20.5924 | 27.7468 | 40.754 | 50.2007 | 60.2457 | 71.1409 | 83.336 | 94.9226 | 107.5802 | 123.431 | 141.4691 | 161.3913 | 183.6823 | 206.8305 | 231.0697 | 257.9696 | 285.8868 | 314.9333 | 343.7316 | 372.3657 | 401.5186 | 431.2116 | 462.3755 | 483.1311 | 504.0432 | 525.3049 | 547.0055 | 568.4646
| VIC | MEL | 93.7752 | 172.0793 | 240.9232 | 323.5988 | 473.8904 | 582.7475 | 698.3863 | 823.9938 | 964.4301 | 1103.6606 | 1255.5217 | 1437.7376 | 1644.7061 | 1872.8945 | 2127.9269 | 2392.553 | 2669.7972 | 2976.6713 | 3295.5433 | 3625.8906 | 3953.2575 | 4278.9098 | 4610.5454 | 4948.4689 | 5303.3745 | 5537.0988 | 5773.2529 | 6013.8985 | 6260.4385 | 6504.8364
| WEM | WEM | 31.7177 | 65.9705 | 103.6415 | 156.2651 | 263.0444 | 331.1457 | 404.638 | 485.1252 | 574.6215 | 664.0273 | 759.5558 | 871.6438 | 1009.3051 | 1175.1083 | 1347.7253 | 1518.5709 | 1696.2664 | 1889.9358 | 2086.7432 | 2290.9143 | 2493.2035 | 2691.0778 | 2900.6859 | 3112.4897 | 3318.1603 | 3442.776 | 3570.1307 | 3701.5805 | 3835.5686 | 3968.1222
MW | Region | Subregion | 2025-26 | 2026-27 | 2027-28 | 2028-29 | 2029-30 | 2030-31 | 2031-32 | 2032-33 | 2033-34 | 2034-35 | 2035-36 | 2036-37 | 2037-38 | 2038-39 | 2039-40 | 2040-41 | 2041-42 | 2042-43 | 2043-44 | 2044-45 | 2045-46 | 2046-47 | 2047-48 | 2048-49 | 2049-50 | 2050-51 | 2051-52 | 2052-53 | 2053-54 | 2054-55
| NSW | NNSW | 19.5498 | 35.1224 | 47.2315 | 61.9847 | 82.7602 | 98.4269 | 114.7178 | 133.3317 | 152.8813 | 170.4888 | 188.8444 | 213.6427 | 240.6318 | 271.4803 | 304.0855 | 338.7512 | 374.9227 | 413.8568 | 453.5495 | 494.4017 | 534.6367 | 574.8773 | 614.5376 | 654.0383 | 693.3777 | 712.8657 | 732.3912 | 751.874 | 771.351 | 790.8237
| NSW | CNSW | 11.6545 | 20.6481 | 27.8039 | 36.5766 | 49.0076 | 58.4319 | 68.2964 | 79.5931 | 91.5184 | 102.1019 | 113.2449 | 128.5132 | 145.2533 | 164.496 | 184.9958 | 206.9562 | 230.0179 | 255.1404 | 280.9364 | 307.9631 | 334.8857 | 362.1457 | 389.3913 | 416.9267 | 444.7032 | 459.8221 | 475.0895 | 490.497 | 506.047 | 521.7303
| NSW | SNSW | 17.8289 | 32.5809 | 44.8209 | 60.051 | 81.7808 | 98.6702 | 116.5412 | 137.1071 | 159.0124 | 180.5903 | 203.6975 | 232.2661 | 263.6654 | 299.7909 | 338.377 | 379.7718 | 423.3559 | 470.7905 | 519.6031 | 570.6106 | 621.4709 | 672.969 | 724.3821 | 776.2491 | 828.5112 | 856.7268 | 885.2019 | 913.9144 | 942.8707 | 972.0578
| NSW | SNW | 71.0072 | 124.348 | 167.4878 | 220.6597 | 296.383 | 354.0135 | 414.6065 | 484.2398 | 558.0123 | 622.6048 | 692.7032 | 787.9249 | 892.8683 | 1014.1178 | 1144.1557 | 1284.2546 | 1432.2569 | 1594.9067 | 1763.0421 | 1941.3242 | 2120.693 | 2304.2646 | 2489.7736 | 2679.3947 | 2872.8901 | 2984.7857 | 3098.9144 | 3215.265 | 3333.7615 | 3454.3951
| QLD | NQ | 9.3372 | 16.227 | 22.9424 | 31.7258 | 47.1413 | 58.6555 | 71.078 | 84.8871 | 100.9718 | 119.0258 | 138.596 | 160.5427 | 184.4958 | 212.1206 | 241.4606 | 271.3741 | 303.0912 | 337.5585 | 374.1202 | 412.0237 | 450.0084 | 487.8122 | 526.9003 | 566.7544 | 606.0779 | 627.9633 | 650.1249 | 672.5634 | 695.2864 | 718.3092
| QLD | CQ | 2.8446 | 5.0979 | 7.3206 | 10.2582 | 15.4236 | 19.3589 | 23.6373 | 28.418 | 34.0019 | 40.376 | 47.3143 | 55.0431 | 63.5242 | 73.3312 | 83.8003 | 94.5183 | 105.9147 | 118.363 | 131.5834 | 145.3788 | 159.2547 | 173.1134 | 187.4768 | 202.1732 | 216.7163 | 224.9488 | 233.2984 | 241.7578 | 250.33 | 259.0285
| QLD | GG | 0.032929 | 0.055572 | 0.075831 | 0.10189 | 0.1475 | 0.18002 | 0.21373 | 0.25076 | 0.29372 | 0.33147 | 0.37244 | 0.42943 | 0.48994 | 0.55953 | 0.63247 | 0.70838 | 0.78694 | 0.87287 | 0.96317 | 1.0563 | 1.1496 | 1.2422 | 1.3387 | 1.4334 | 1.5303 | 1.586 | 1.6423 | 1.6984 | 1.7558 | 1.8151
| QLD | SQ | 34.6363 | 63.571 | 91.9878 | 129.8181 | 196.5842 | 247.8896 | 303.9202 | 366.6926 | 440.188 | 522.6947 | 612.8439 | 715.4856 | 828.699 | 960.0783 | 1100.8637 | 1245.698 | 1399.9212 | 1569.2712 | 1749.3819 | 1938.6404 | 2129.5157 | 2320.9022 | 2519.746 | 2723.7267 | 2926.2755 | 3043.1781 | 3161.6609 | 3281.7067 | 3403.3941 | 3526.7125
| SA | NSA | 3.0757 | 4.8009 | 6.1803 | 7.7788 | 8.4766 | 9.9026 | 11.4913 | 13.2547 | 15.1825 | 17.1375 | 19.2698 | 21.7679 | 24.5691 | 27.7112 | 30.9345 | 34.4329 | 38.1149 | 42.1622 | 46.4131 | 50.8663 | 55.3861 | 59.8699 | 64.4301 | 69.167 | 73.8628 | 76.7894 | 79.716 | 82.6764 | 85.6396 | 88.6217
| SA | CSA | 89.8043 | 132.0369 | 164.8831 | 202.0001 | 214.412 | 246.0012 | 280.8864 | 319.3322 | 361.0324 | 403.4562 | 449.3571 | 501.6108 | 559.5906 | 623.8555 | 688.6619 | 758.4317 | 831.2107 | 909.8794 | 992.079 | 1075.9514 | 1160.1176 | 1242.3346 | 1324.6717 | 1409.092 | 1491.6982 | 1538.4653 | 1585.1677 | 1631.8126 | 1678.4168 | 1724.9505
| SA | SESA | 4.236 | 6.2053 | 7.8157 | 9.6509 | 10.3242 | 11.9172 | 13.6857 | 15.6379 | 17.7637 | 20.0387 | 22.5041 | 25.1947 | 28.1898 | 31.5194 | 34.8935 | 38.5355 | 42.343 | 46.4825 | 50.8042 | 55.2574 | 59.7319 | 64.1313 | 68.5557 | 73.0965 | 77.5669 | 80.1623 | 82.7577 | 85.3553 | 87.9537 | 90.5537
| TAS | TAS | 2.9468 | 5.9741 | 9.0009 | 12.6911 | 20.2601 | 24.9299 | 29.8993 | 35.8285 | 42.0524 | 48.9287 | 55.8971 | 64.9878 | 74.6062 | 86.1277 | 97.5513 | 110.0038 | 123.3152 | 138.0886 | 153.5518 | 169.9835 | 186.771 | 203.6999 | 221.1182 | 238.9791 | 257.1686 | 267.5943 | 277.9635 | 288.2931 | 298.5959 | 308.9225
| VIC | NWV | 10.7822 | 19.9687 | 28.206 | 38.2914 | 56.3066 | 69.3356 | 83.4315 | 98.9604 | 116.5009 | 133.6708 | 152.7232 | 176.536 | 203.7017 | 233.9846 | 266.985 | 301.0116 | 337.3034 | 377.8943 | 420.5279 | 465.9406 | 512.5179 | 560.0596 | 609.1771 | 659.9379 | 712.2371 | 748.2492 | 784.7399 | 821.7346 | 859.3607 | 897.6457
| VIC | SEV | 3.9636 | 7.3839 | 10.3998 | 14.074 | 20.619 | 25.3318 | 30.4138 | 35.9888 | 42.2823 | 48.4065 | 55.1985 | 63.6852 | 73.3428 | 84.0691 | 95.7205 | 107.679 | 120.3849 | 134.5347 | 149.3405 | 165.0207 | 181.0217 | 197.2599 | 213.9503 | 231.1027 | 248.6898 | 260.6701 | 272.75 | 284.9539 | 297.3009 | 309.8192
| VIC | MEL | 47.8605 | 86.7118 | 121.674 | 164.1389 | 239.7595 | 294.06 | 352.5653 | 416.8428 | 489.3244 | 562.8202 | 644.1975 | 741.8125 | 852.6756 | 975.5954 | 1108.9049 | 1245.5982 | 1390.9367 | 1552.3754 | 1721.5143 | 1899.916 | 2081.9314 | 2266.7432 | 2456.7415 | 2652.073 | 2852.4324 | 2987.5038 | 3124.0471 | 3262.2651 | 3402.5869 | 3545.2044
| WEM | WEM | 15.9991 | 32.9922 | 51.6498 | 77.5269 | 129.8626 | 163.5171 | 200.6534 | 241.9786 | 288.4751 | 336.1841 | 388.3592 | 450.0597 | 522.9909 | 608.2945 | 696.9992 | 786.4816 | 881.3962 | 985.6831 | 1093.3954 | 1207.6358 | 1324.8099 | 1443.1802 | 1565.1544 | 1686.0376 | 1805.9609 | 1884.723 | 1965.1801 | 2047.3289 | 2131.197 | 2216.7874
Implied duration
| Region | Subregion | 2025-26 | 2026-27 | 2027-28 | 2028-29 | 2029-30 | 2030-31 | 2031-32 | 2032-33 | 2033-34 | 2034-35 | 2035-36 | 2036-37 | 2037-38 | 2038-39 | 2039-40 | 2040-41 | 2041-42 | 2042-43 | 2043-44 | 2044-45 | 2045-46 | 2046-47 | 2047-48 | 2048-49 | 2049-50 | 2050-51 | 2051-52 | 2052-53 | 2053-54 | 2054-55
| NSW | NNSW | 1.9985 | 2.0164 | 2.009 | 2.001 | 2.0123 | 2.0132 | 2.0112 | 2.0123 | 2.0056 | 1.994 | 1.9793 | 1.9692 | 1.9583 | 1.9516 | 1.9561 | 1.9567 | 1.9553 | 1.9568 | 1.9529 | 1.9466 | 1.9358 | 1.9248 | 1.9129 | 1.9037 | 1.9004 | 1.8907 | 1.8834 | 1.8802 | 1.8761 | 1.8713
| NSW | CNSW | 1.9985 | 2.0164 | 2.009 | 2.001 | 2.0123 | 2.0132 | 2.0112 | 2.0123 | 2.0056 | 1.994 | 1.9793 | 1.9692 | 1.9583 | 1.9516 | 1.9561 | 1.9567 | 1.9553 | 1.9568 | 1.9529 | 1.9466 | 1.9358 | 1.9248 | 1.9129 | 1.9037 | 1.9004 | 1.8907 | 1.8834 | 1.8802 | 1.8761 | 1.8713
| NSW | SNSW | 1.9985 | 2.0164 | 2.009 | 2.001 | 2.0123 | 2.0132 | 2.0112 | 2.0123 | 2.0056 | 1.994 | 1.9793 | 1.9692 | 1.9583 | 1.9516 | 1.9561 | 1.9567 | 1.9553 | 1.9568 | 1.9529 | 1.9466 | 1.9358 | 1.9248 | 1.9129 | 1.9037 | 1.9004 | 1.8907 | 1.8834 | 1.8802 | 1.8761 | 1.8713
| NSW | SNW | 1.9985 | 2.0164 | 2.009 | 2.001 | 2.0123 | 2.0132 | 2.0112 | 2.0123 | 2.0056 | 1.994 | 1.9793 | 1.9692 | 1.9583 | 1.9516 | 1.9561 | 1.9567 | 1.9553 | 1.9568 | 1.9529 | 1.9466 | 1.9358 | 1.9248 | 1.9129 | 1.9037 | 1.9004 | 1.8907 | 1.8834 | 1.8802 | 1.8761 | 1.8713
| QLD | NQ | 1.9367 | 1.9647 | 1.9631 | 1.9671 | 1.9863 | 1.9943 | 1.9915 | 1.9867 | 1.9824 | 1.9764 | 1.9669 | 1.9554 | 1.9421 | 1.9361 | 1.9391 | 1.9384 | 1.9333 | 1.9291 | 1.9251 | 1.9191 | 1.9098 | 1.8978 | 1.8841 | 1.8749 | 1.8695 | 1.8586 | 1.8484 | 1.841 | 1.8361 | 1.8304
| QLD | CQ | 1.9367 | 1.9647 | 1.9631 | 1.9671 | 1.9863 | 1.9943 | 1.9915 | 1.9867 | 1.9824 | 1.9764 | 1.9669 | 1.9554 | 1.9421 | 1.9361 | 1.9391 | 1.9384 | 1.9333 | 1.9291 | 1.9251 | 1.9191 | 1.9098 | 1.8978 | 1.8841 | 1.8749 | 1.8695 | 1.8586 | 1.8484 | 1.841 | 1.8361 | 1.8304
| QLD | GG | 1.9367 | 1.9647 | 1.9631 | 1.9671 | 1.9863 | 1.9943 | 1.9915 | 1.9867 | 1.9824 | 1.9764 | 1.9669 | 1.9554 | 1.9421 | 1.9361 | 1.9391 | 1.9384 | 1.9333 | 1.9291 | 1.9251 | 1.9191 | 1.9098 | 1.8978 | 1.8841 | 1.8749 | 1.8695 | 1.8586 | 1.8484 | 1.841 | 1.8361 | 1.8304
| QLD | SQ | 1.9367 | 1.9647 | 1.9631 | 1.9671 | 1.9863 | 1.9943 | 1.9915 | 1.9867 | 1.9824 | 1.9764 | 1.9669 | 1.9554 | 1.9421 | 1.9361 | 1.9391 | 1.9384 | 1.9333 | 1.9291 | 1.9251 | 1.9191 | 1.9098 | 1.8978 | 1.8841 | 1.8749 | 1.8695 | 1.8586 | 1.8484 | 1.841 | 1.8361 | 1.8304
| SA | NSA | 1.9347 | 1.9473 | 1.9357 | 1.9262 | 1.9271 | 1.9244 | 1.9199 | 1.9173 | 1.9155 | 1.9085 | 1.8984 | 1.8897 | 1.8807 | 1.8754 | 1.8736 | 1.8696 | 1.866 | 1.8644 | 1.8629 | 1.8578 | 1.8485 | 1.8379 | 1.8269 | 1.8187 | 1.8116 | 1.8022 | 1.7952 | 1.7912 | 1.7889 | 1.7845
| SA | CSA | 1.9347 | 1.9473 | 1.9357 | 1.9262 | 1.9271 | 1.9244 | 1.9199 | 1.9173 | 1.9155 | 1.9085 | 1.8984 | 1.8897 | 1.8807 | 1.8754 | 1.8736 | 1.8696 | 1.866 | 1.8644 | 1.8629 | 1.8578 | 1.8485 | 1.8379 | 1.8269 | 1.8187 | 1.8116 | 1.8022 | 1.7952 | 1.7912 | 1.7889 | 1.7845
| SA | SESA | 1.9347 | 1.9473 | 1.9357 | 1.9262 | 1.9271 | 1.9244 | 1.9199 | 1.9173 | 1.9155 | 1.9085 | 1.8984 | 1.8897 | 1.8807 | 1.8754 | 1.8736 | 1.8696 | 1.866 | 1.8644 | 1.8629 | 1.8578 | 1.8485 | 1.8379 | 1.8269 | 1.8187 | 1.8116 | 1.8022 | 1.7952 | 1.7912 | 1.7889 | 1.7845
| TAS | TAS | 1.9715 | 1.9856 | 1.9763 | 1.965 | 1.9595 | 1.9618 | 1.9654 | 1.9638 | 1.9612 | 1.9536 | 1.9428 | 1.933 | 1.9232 | 1.9141 | 1.9075 | 1.9061 | 1.9063 | 1.9054 | 1.9038 | 1.8994 | 1.8908 | 1.8803 | 1.8696 | 1.8597 | 1.8504 | 1.8426 | 1.8377 | 1.8337 | 1.831 | 1.8268
| VIC | NWV | 1.9593 | 1.9845 | 1.9801 | 1.9715 | 1.9765 | 1.9817 | 1.9809 | 1.9767 | 1.9709 | 1.9609 | 1.949 | 1.9381 | 1.9289 | 1.9197 | 1.9189 | 1.9208 | 1.9194 | 1.9175 | 1.9143 | 1.9084 | 1.8988 | 1.8877 | 1.8767 | 1.8659 | 1.8592 | 1.8534 | 1.848 | 1.8435 | 1.8399 | 1.8348
| VIC | SEV | 1.9593 | 1.9845 | 1.9801 | 1.9715 | 1.9765 | 1.9817 | 1.9809 | 1.9767 | 1.9709 | 1.9609 | 1.949 | 1.9381 | 1.9289 | 1.9197 | 1.9189 | 1.9208 | 1.9194 | 1.9175 | 1.9143 | 1.9084 | 1.8988 | 1.8877 | 1.8767 | 1.8659 | 1.8592 | 1.8534 | 1.848 | 1.8435 | 1.8399 | 1.8348
| VIC | MEL | 1.9593 | 1.9845 | 1.9801 | 1.9715 | 1.9765 | 1.9817 | 1.9809 | 1.9767 | 1.9709 | 1.9609 | 1.949 | 1.9381 | 1.9289 | 1.9197 | 1.9189 | 1.9208 | 1.9194 | 1.9175 | 1.9143 | 1.9084 | 1.8988 | 1.8877 | 1.8767 | 1.8659 | 1.8592 | 1.8534 | 1.848 | 1.8435 | 1.8399 | 1.8348
| WEM | WEM | 1.9825 | 1.9996 | 2.0066 | 2.0156 | 2.0256 | 2.0251 | 2.0166 | 2.0048 | 1.9919 | 1.9752 | 1.9558 | 1.9367 | 1.9299 | 1.9318 | 1.9336 | 1.9308 | 1.9245 | 1.9174 | 1.9085 | 1.897 | 1.8819 | 1.8647 | 1.8533 | 1.846 | 1.8373 | 1.8267 | 1.8167 | 1.808 | 1.7997 | 1.79
Battery capacity for five region model
MW | Region | 2025-26 | 2026-27 | 2027-28 | 2028-29 | 2029-30 | 2030-31 | 2031-32 | 2032-33 | 2033-34 | 2034-35 | 2035-36 | 2036-37 | 2037-38 | 2038-39 | 2039-40 | 2040-41 | 2041-42 | 2042-43 | 2043-44 | 2044-45 | 2045-46 | 2046-47 | 2047-48 | 2048-49 | 2049-50 | 2050-51 | 2051-52 | 2052-53 | 2053-54 | 2054-55
| NSW | 120.0405 | 212.6994 | 287.344 | 379.2719 | 509.9316 | 609.5426 | 714.1619 | 834.2716 | 961.4244 | 1075.7858 | 1198.49 | 1362.3469 | 1542.4188 | 1749.8849 | 1971.614 | 2209.7338 | 2460.5535 | 2734.6943 | 3017.1312 | 3314.2996 | 3611.6863 | 3914.2565 | 4218.0846 | 4526.6088 | 4839.4822 | 5014.2004 | 5191.597 | 5371.5504 | 5554.0302 | 5739.0069
| QLD | 46.851 | 84.9515 | 122.3267 | 171.9039 | 259.2966 | 326.084 | 398.8493 | 480.2485 | 575.4553 | 682.4281 | 799.1267 | 931.5009 | 1077.209 | 1246.0897 | 1426.7571 | 1612.2988 | 1809.7141 | 2026.0656 | 2256.0487 | 2497.0991 | 2739.9284 | 2983.07 | 3235.4618 | 3494.0877 | 3750.6 | 3897.6762 | 4046.7267 | 4197.7263 | 4350.7663 | 4505.8654
| SA | 97.116 | 143.0432 | 178.8792 | 219.4298 | 233.2128 | 267.8209 | 306.0634 | 348.2248 | 393.9786 | 440.6324 | 491.1309 | 548.5735 | 612.3495 | 683.0861 | 754.4899 | 831.4001 | 911.6687 | 998.5242 | 1089.2963 | 1182.0751 | 1275.2356 | 1366.3359 | 1457.6575 | 1551.3555 | 1643.1279 | 1695.4169 | 1747.6414 | 1799.8444 | 1852.0102 | 1904.1258
| TAS | 2.9468 | 5.9741 | 9.0009 | 12.6911 | 20.2601 | 24.9299 | 29.8993 | 35.8285 | 42.0524 | 48.9287 | 55.8971 | 64.9878 | 74.6062 | 86.1277 | 97.5513 | 110.0038 | 123.3152 | 138.0886 | 153.5518 | 169.9835 | 186.771 | 203.6999 | 221.1182 | 238.9791 | 257.1686 | 267.5943 | 277.9635 | 288.2931 | 298.5959 | 308.9225
| VIC | 62.6063 | 114.0644 | 160.2798 | 216.5043 | 316.6851 | 388.7274 | 466.4106 | 551.792 | 648.1077 | 744.8975 | 852.1192 | 982.0338 | 1129.7201 | 1293.6492 | 1471.6104 | 1654.2889 | 1848.625 | 2064.8044 | 2291.3827 | 2530.8773 | 2775.471 | 3024.0627 | 3279.8689 | 3543.1136 | 3813.3593 | 3996.4231 | 4181.5371 | 4368.9537 | 4559.2484 | 4752.6692

## PHESParams
| Notes: | Committed pumped hydro projects that will be available in the long term of the National Electricity Market
Description:
| Table: | See row 6 for parameters included
| Units: | MWh | $
|  | PHESProjCap | PHESProjCapCost
HydPump10 | NQ | 2000 | 777000000
HydPump159 | SNSW | 350000 | 12000000000

## FOAKParams
| Notes: | Nuclear: Assume two projects deployed sequentially near Sydney and Melbourne (large-scale) and two small-scale in SA with FOAK premiums declining from 120% to 60% and no premium thereafter. Offshore wind floating is two projects for both fixed and floating with premiums 20% and 10%. Floating is SNV, fixed is SEV. Interest during construction is added at the assumed discount rate and construction period from other sheets.
| Description: | Global NZE post 2050 scenario cost selected for year 2040 to allow construction time. Change formula if an alternatvie scenario is required
| Table: | See row 6 for parameters included
| Units: | MW | $/MW
|  | FOAKProjCap | FOAKProjCapCost
USCBlackCCS | CNSW | 1154 | 18971947.4906
CCGTgasCCS | SEV | 638 | 8072947.4717
NucSMR | CSA | 600 | 40284894.3333
NucLarge | CNSW | 1000 | 21209944
NucLarge | SEV | 1000 | 15443397.5
WindOffFix | SEV | 2304 | 7943397.1618
WindOffFloat | SNW | 830 | 9492717.1618

## GenCapitalCost-GloCurrPol
|  |  | Notes: | Needs to be multiplied by 1000 since ElecConvCapCost(GenTech) is in $/MW
|  |  | Description: | electricity conversion technology capital cost ($/MW)
|  |  | Table: | ElecConvCapCost(GenTech)
|  |  | Units: | $/kW | $/kW | $/kW | $/kW | $/kW | $/kW | $/kW | $/kW | $/kW | $/kW | $/kW | $/kW | $/kW | $/kW | $/kW | $/kW | $/kW | $/kW | $/kW | $/kW | $/kW | $/kW | $/kW | $/kW | $/kW | $/kW | $/kW | $/kW | $/kW | $/kW | $/kW | $/kW
Notes |  | GenCost name |  | 2024 | 2025 | 2026 | 2027 | 2028 | 2029 | 2030 | 2031 | 2032 | 2033 | 2034 | 2035 | 2036 | 2037 | 2038 | 2039 | 2040 | 2041 | 2042 | 2043 | 2044 | 2045 | 2046 | 2047 | 2048 | 2049 | 2050 | 2051 | 2052 | 2053 | 2054 | 2055
| Include | Black coal | USCBlack | 6037 | 5757 | 5489 | 5319 | 5251 | 5274 | 5299 | 5323 | 5343 | 5361 | 5380 | 5399 | 5419 | 5440 | 5461 | 5482 | 5500 | 5517 | 5533 | 5547 | 5561 | 5573 | 5586 | 5599 | 5611 | 5623 | 5635 | 5647 | 5659 | 5670 | 5681 | 5686
| Include | Black coal with CCS | USCBlackCCS | 12263 | 11696 | 11146 | 10790 | 10632 | 10660 | 10696 | 10733 | 10766 | 10799 | 10831 | 10863 | 10896 | 10930 | 10963 | 10995 | 11020 | 11040 | 11050 | 11050 | 11043 | 11038 | 11039 | 11036 | 11031 | 11024 | 11026 | 11030 | 11040 | 11045 | 11056 | 11059
Not realistic under bipartisan net zero | Exclude | Brown coal
| Include | Gas combined cycle | CCGTgas | 2455 | 2455 | 2455 | 2388 | 2253 | 2050 | 1917 | 1854 | 1859 | 1865 | 1870 | 1876 | 1882 | 1887 | 1893 | 1899 | 1904 | 1909 | 1912 | 1916 | 1919 | 1923 | 1926 | 1930 | 1934 | 1937 | 1940 | 1943 | 1946 | 1948 | 1951 | 1952
Difficult for model to identify when to use small or large | Include | Gas open cycle (small)
| Exclude | Gas open cycle (large) | OCGTgas | 1309.9807 | 1338.845 | 1367.1694 | 1341.6516 | 1233.9672 | 1072.4405 | 965.6839 | 913.591 | 916.1687 | 918.6449 | 921.1353 | 923.6429 | 926.1846 | 928.7589 | 931.3697 | 934.0143 | 936.3067 | 938.2369 | 939.7959 | 941.3638 | 942.9405 | 944.5253 | 946.1192 | 947.7217 | 949.3328 | 950.9526 | 952.4109 | 953.7064 | 954.8378 | 955.9743 | 957.1157 | 957.6873
| Include | Gas with CCS | CCGTgasCCS | 5802 | 5802 | 5802 | 5679 | 5433 | 5064 | 4822 | 4706 | 4717 | 4728 | 4738 | 4749 | 4760 | 4771 | 4782 | 4791 | 4796 | 4798 | 4793 | 4779 | 4758 | 4738 | 4724 | 4707 | 4687 | 4665 | 4653 | 4645 | 4642 | 4636 | 4635 | 4632
| Include | Gas reciprocating | RecipGas | 1980 | 1980 | 1980 | 1975 | 1966 | 1952 | 1945 | 1945 | 1952 | 1959 | 1965 | 1972 | 1979 | 1986 | 1993 | 2000 | 2006 | 2011 | 2016 | 2020 | 2025 | 2029 | 2034 | 2039 | 2043 | 2048 | 2052 | 2056 | 2060 | 2063 | 2067 | 2069
| Include | Hydrogen reciprocating | RecipH2 | 2071 | 2071 | 2071 | 2074 | 2081 | 2092 | 2102 | 2110 | 2118 | 2125 | 2132 | 2140 | 2147 | 2154 | 2162 | 2170 | 2176 | 2182 | 2187 | 2192 | 2197 | 2202 | 2207 | 2212 | 2217 | 2222 | 2227 | 2231 | 2235 | 2239 | 2243 | 2245
Not large or advanced enough to be a major contributor | Exclude | Biomass (small scale)
Not large or advanced enough to be a major contributor | Exclude | Biomass with CCS (large scale)
| Include | Large scale solar PV | SolLargePV | 1463 | 1344 | 1234 | 1155 | 1144 | 1134 | 1123 | 1113 | 1103 | 1093 | 1083 | 1073 | 1063 | 1053 | 1043 | 1034 | 1024 | 1015 | 1005 | 996 | 987 | 978 | 969 | 960 | 951 | 942 | 934 | 925 | 917 | 908 | 900 | 891
Wholesale market focus | Exclude | Rooftop solar panels
Requires too many technology specific equations - would be a good follow-up project | Exclude | Solar thermal (16hrs)
| Include | Wind | WindOn | 3351 | 3221 | 3094 | 2972 | 2859 | 2750 | 2646 | 2546 | 2449 | 2356 | 2266 | 2206 | 2175 | 2171 | 2168 | 2166 | 2163 | 2160 | 2157 | 2152 | 2147 | 2143 | 2139 | 2136 | 2131 | 2119 | 2108 | 2088 | 2078 | 2058 | 2051 | 2043
| Include | Offshore wind fixed | WindOffFix | 4710 | 4697 | 4685 | 4673 | 4664 | 4658 | 4654 | 4656 | 4659 | 4663 | 4667 | 4670 | 4674 | 4678 | 4682 | 4686 | 4690 | 4694 | 4697 | 4701 | 4704 | 4708 | 4711 | 4714 | 4718 | 4721 | 4724 | 4727 | 4731 | 4733 | 4736 | 4738
| Include | Offshore wind floating | WindOffFloat | 8362 | 8351 | 8339 | 8326 | 8314 | 8304 | 8299 | 8299 | 8302 | 8305 | 8285 | 8255 | 8215 | 8186 | 8157 | 8127 | 8108 | 8099 | 8102 | 8105 | 8108 | 8111 | 8114 | 8117 | 8119 | 8122 | 8125 | 8127 | 8129 | 8131 | 8133 | 8134
Not large or advanced enough to be a major contributor | Exclude | Wave
| Include | Nuclear SMR | NucSMR | 29667 | 28183 | 26749 | 25388 | 24539 | 23998 | 23925 | 23850 | 23952 | 24048 | 24145 | 24241 | 24339 | 24438 | 24170 | 22245 | 19646 | 17398 | 16791 | 16838 | 16886 | 16934 | 16983 | 17032 | 17081 | 17130 | 17176 | 17219 | 17259 | 17299 | 17340 | 17360
Not large or advanced enough to be a major contributor | Exclude | Tidal /ocean current
Not large or advanced enough to be a major contributor | Exclude | Fuel cell
| Include | Nuclear large-scale | NucLarge | 8984 | 8858 | 8738 | 8667 | 8656 | 8694 | 8736 | 8778 | 8815 | 8851 | 8886 | 8922 | 8958 | 8994 | 9031 | 9068 | 9102 | 9132 | 9158 | 9184 | 9210 | 9236 | 9263 | 9289 | 9316 | 9343 | 9368 | 9391 | 9413 | 9435 | 9457 | 9468

## GenCapitalCost-GloNZEby2050
|  | Notes: | Needs to be multiplied by 1000 since ElecConvCapCost(GenTech) is in $/MW
|  | Description: | electricity conversion technology capital cost ($/MW)
| GenCost name | Table: | ElecConvCapCost(GenTech)
|  |  | 2024 | 2025 | 2026 | 2027 | 2028 | 2029 | 2030 | 2031 | 2032 | 2033 | 2034 | 2035 | 2036 | 2037 | 2038 | 2039 | 2040 | 2041 | 2042 | 2043 | 2044 | 2045 | 2046 | 2047 | 2048 | 2049 | 2050 | 2051 | 2052 | 2053 | 2054 | 2055
Include | Black coal | USCBlack | 6037 | 5900 | 5768 | 5652 | 5558 | 5477 | 5441 | 5443 | 5481 | 5517 | 5553 | 5589 | 5626 | 5664 | 5702 | 5741 | 5777 | 5812 | 5844 | 5876 | 5909 | 5942 | 5975 | 6009 | 6043 | 6078 | 6111 | 6144 | 6176 | 6208 | 6240 | 6256
Include | Black coal with CCS | USCBlackCCS | 12263 | 11988 | 11718 | 11462 | 11232 | 11019 | 10901 | 10869 | 10920 | 10969 | 11018 | 11015 | 11006 | 10992 | 11028 | 11028 | 11028 | 11026 | 11059 | 11096 | 11133 | 11172 | 11212 | 11253 | 11293 | 11334 | 11374 | 11411 | 11447 | 11480 | 11513 | 11529
Exclude | Brown coal
Include | Gas combined cycle | CCGTgas | 2455 | 2455 | 2455 | 2417 | 2341 | 2227 | 2113 | 1999 | 1926 | 1893 | 1902 | 1910 | 1919 | 1927 | 1936 | 1945 | 1953 | 1961 | 1968 | 1974 | 1981 | 1988 | 1995 | 2002 | 2009 | 2016 | 2023 | 2029 | 2035 | 2041 | 2048 | 2051
Include | Gas open cycle (small)
Exclude | Gas open cycle (large) | OCGTgas | 1309.9807 | 1324.6828 | 1338.845 | 1321.8139 | 1273.5896 | 1194.172 | 1114.7543 | 1021.1745 | 960.0178 | 931.3016 | 935.0423 | 938.8336 | 942.6807 | 946.5823 | 950.5428 | 954.5599 | 958.2375 | 961.5643 | 964.5303 | 967.525 | 970.5485 | 973.6004 | 976.6819 | 979.7926 | 982.9331 | 986.1034 | 989.1262 | 991.9997 | 994.7224 | 997.4702 | 1000.2435 | 1001.6343
Include | Gas with CCS | CCGTgasCCS | 5802 | 5802 | 5802 | 5732 | 5591 | 5381 | 5170 | 4959 | 4824 | 4763 | 4777 | 4740 | 4697 | 4649 | 4648 | 4613 | 4580 | 4547 | 4552 | 4558 | 4566 | 4575 | 4584 | 4593 | 4602 | 4612 | 4621 | 4629 | 4636 | 4640 | 4645 | 4646
Include | Gas reciprocating | RecipGas | 1980 | 1980 | 1980 | 1980 | 1982 | 1983 | 1985 | 1986 | 1991 | 1998 | 2009 | 2019 | 2030 | 2041 | 2053 | 2064 | 2074 | 2084 | 2093 | 2102 | 2111 | 2120 | 2130 | 2139 | 2148 | 2158 | 2167 | 2176 | 2185 | 2193 | 2202 | 2206
Include | Hydrogen reciprocating | RecipH2 | 2071 | 2071 | 2071 | 2077 | 2088 | 2105 | 2122 | 2140 | 2155 | 2168 | 2180 | 2191 | 2203 | 2215 | 2227 | 2239 | 2251 | 2261 | 2271 | 2281 | 2291 | 2301 | 2311 | 2321 | 2331 | 2341 | 2351 | 2361 | 2370 | 2380 | 2389 | 2394
Exclude | Biomass (small scale)
Exclude | Biomass with CCS (large scale)
Include | Large scale solar PV | SolLargePV | 1463 | 1371 | 1285 | 1207 | 1137 | 1074 | 1027 | 989 | 932 | 878 | 828 | 780 | 761 | 742 | 728 | 719 | 713 | 705 | 698 | 690 | 683 | 677 | 671 | 665 | 659 | 652 | 647 | 643 | 643 | 640 | 640 | 639
Exclude | Rooftop solar panels
Include | Solar thermal (16hrs) | SolThermal | 6769 | 6633 | 6505 | 6391 | 6294 | 6206 | 6152 | 6125 | 6131 | 6140 | 5990 | 5787 | 5568 | 5468 | 5392 | 5305 | 5244 | 5194 | 5152 | 5117 | 5088 | 5064 | 5044 | 5027 | 5010 | 4986 | 4972 | 4951 | 4945 | 4923 | 4918 | 4907
Include | Wind | WindOn | 3351 | 3211 | 3075 | 2946 | 2829 | 2719 | 2616 | 2520 | 2431 | 2353 | 2289 | 2276 | 2217 | 2179 | 2141 | 2129 | 2123 | 2115 | 2108 | 2103 | 2100 | 2097 | 2095 | 2091 | 2084 | 2072 | 2065 | 2058 | 2057 | 2052 | 2052 | 2050
Include | Offshore wind fixed | WindOffFix | 4710 | 4395 | 4095 | 3818 | 3565 | 3333 | 3180 | 3101 | 3091 | 3080 | 3070 | 3063 | 3060 | 3060 | 3062 | 3064 | 3067 | 3071 | 3076 | 3080 | 3085 | 3089 | 3094 | 3098 | 3103 | 3107 | 3112 | 3117 | 3123 | 3128 | 3134 | 3137
Include | Offshore wind floating | WindOffFloat | 8362 | 7655 | 7008 | 6416 | 5874 | 5377 | 4923 | 4507 | 4126 | 3777 | 3458 | 3166 | 2898 | 2895 | 2893 | 2891 | 2891 | 2891 | 2892 | 2892 | 2893 | 2893 | 2894 | 2894 | 2895 | 2895 | 2896 | 2897 | 2898 | 2899 | 2901 | 2901
Exclude | Wave
Include | Nuclear SMR | NucSMR | 29667 | 28183 | 26749 | 25388 | 24014 | 22632 | 20700 | 19298 | 18397 | 18517 | 18638 | 17848 | 17055 | 16257 | 16366 | 16477 | 16582 | 16680 | 16773 | 16866 | 16960 | 17055 | 17150 | 17247 | 17345 | 17444 | 17540 | 17634 | 17725 | 17817 | 17910 | 17956
Exclude | Tidal /ocean current
Exclude | Fuel cell
Include | Nuclear large-scale | NucLarge | 8984 | 8929 | 8881 | 8851 | 8854 | 8876 | 8919 | 8972 | 9035 | 9094 | 9154 | 9214 | 9275 | 9337 | 9400 | 9463 | 9524 | 9580 | 9633 | 9687 | 9741 | 9795 | 9850 | 9906 | 9962 | 10019 | 10074 | 10128 | 10180 | 10233 | 10287 | 10313

## GenCapitalCost-GloNZEpost2050
|  | Notes: | Needs to be multiplied by 1000 since ElecConvCapCost(GenTech) is in $/MW
|  | Description: | electricity conversion technology capital cost ($/kW)
| GenCost name | Table: | ElecConvCapCost(GenTech)
|  |  | 2024 | 2025 | 2026 | 2027 | 2028 | 2029 | 2030 | 2031 | 2032 | 2033 | 2034 | 2035 | 2036 | 2037 | 2038 | 2039 | 2040 | 2041 | 2042 | 2043 | 2044 | 2045 | 2046 | 2047 | 2048 | 2049 | 2050 | 2051 | 2052 | 2053 | 2054 | 2055
Include | Black coal | USCBlack | 6037 | 5896 | 5761 | 5634 | 5525 | 5425 | 5372 | 5360 | 5388 | 5413 | 5440 | 5467 | 5494 | 5522 | 5550 | 5578 | 5604 | 5628 | 5649 | 5671 | 5692 | 5714 | 5736 | 5759 | 5781 | 5803 | 5825 | 5845 | 5865 | 5885 | 5904 | 5914
Include | Black coal with CCS | USCBlackCCS | 12263 | 11984 | 11709 | 11442 | 11194 | 10959 | 10822 | 10774 | 10812 | 10850 | 10888 | 10920 | 10952 | 10986 | 11026 | 11045 | 11047 | 11044 | 11059 | 11086 | 11076 | 11064 | 11052 | 11078 | 11106 | 11134 | 11160 | 11184 | 11206 | 11218 | 11230 | 11230
Exclude | Brown coal
Include | Gas combined cycle | CCGTgas | 2455 | 2455 | 2455 | 2416 | 2338 | 2220 | 2102 | 1985 | 1908 | 1873 | 1880 | 1887 | 1893 | 1900 | 1907 | 1914 | 1920 | 1926 | 1930 | 1935 | 1939 | 1944 | 1949 | 1954 | 1958 | 1963 | 1968 | 1972 | 1976 | 1979 | 1983 | 1985
Include | Gas open cycle (small)
Exclude | Gas open cycle (large) | OCGTgas | 1309.9807 | 1324.6828 | 1338.845 | 1321.2801 | 1271.9882 | 1190.9691 | 1109.9501 | 1014.7689 | 952.2619 | 922.4584 | 925.3698 | 928.3337 | 931.3382 | 934.3819 | 937.4686 | 940.5958 | 943.3744 | 945.7936 | 947.8442 | 949.9093 | 951.9888 | 954.0821 | 956.1902 | 958.3127 | 960.4496 | 962.6012 | 964.5946 | 966.4285 | 968.1015 | 969.7849 | 971.4788 | 972.3275
Include | Gas with CCS | CCGTgasCCS | 5802 | 5802 | 5802 | 5730 | 5587 | 5372 | 5157 | 4942 | 4802 | 4739 | 4750 | 4756 | 4761 | 4767 | 4780 | 4772 | 4749 | 4724 | 4719 | 4726 | 4697 | 4665 | 4634 | 4639 | 4646 | 4654 | 4660 | 4665 | 4669 | 4664 | 4658 | 4650
Include | Gas reciprocating | RecipGas | 1980 | 1980 | 1980 | 1979 | 1977 | 1973 | 1970 | 1966 | 1966 | 1970 | 1978 | 1987 | 1995 | 2003 | 2012 | 2020 | 2028 | 2035 | 2041 | 2047 | 2053 | 2059 | 2065 | 2072 | 2078 | 2084 | 2090 | 2096 | 2101 | 2107 | 2112 | 2114
Include | Hydrogen reciprocating | RecipH2 | 2071 | 2071 | 2071 | 2075 | 2083 | 2094 | 2106 | 2118 | 2128 | 2138 | 2147 | 2156 | 2164 | 2173 | 2183 | 2192 | 2200 | 2208 | 2214 | 2221 | 2228 | 2234 | 2241 | 2248 | 2255 | 2262 | 2268 | 2274 | 2280 | 2286 | 2291 | 2294
Exclude | Biomass (small scale)
Exclude | Biomass with CCS (large scale)
Include | Large scale solar PV | SolLargePV | 1463 | 1373 | 1288 | 1210 | 1140 | 1075 | 1030 | 1005 | 998 | 985 | 955 | 926 | 912 | 897 | 886 | 877 | 868 | 860 | 852 | 843 | 835 | 827 | 820 | 812 | 805 | 797 | 790 | 784 | 780 | 774 | 770 | 765
Exclude | Rooftop solar panels
Include | Solar thermal (16hrs) | SolThermal | 6769 | 6648 | 6534 | 6431 | 6341 | 6258 | 6191 | 6135 | 6108 | 6094 | 6100 | 6103 | 6121 | 6013 | 5964 | 5928 | 5886 | 5857 | 5833 | 5779 | 5702 | 5606 | 5540 | 5495 | 5465 | 5437 | 5405 | 5385 | 5370 | 5369 | 5327 | 5294
Include | Wind | WindOn | 3351 | 3208 | 3069 | 2936 | 2814 | 2700 | 2592 | 2492 | 2400 | 2320 | 2255 | 2239 | 2207 | 2204 | 2190 | 2168 | 2144 | 2129 | 2120 | 2111 | 2105 | 2099 | 2095 | 2092 | 2089 | 2088 | 2087 | 2085 | 2085 | 2084 | 2085 | 2084
Include | Offshore wind fixed | WindOffFix | 4710 | 4699 | 4688 | 4679 | 4676 | 4675 | 4679 | 4686 | 4694 | 4702 | 4709 | 4716 | 4724 | 4632 | 4518 | 4382 | 4334 | 4283 | 4233 | 4177 | 4122 | 4069 | 4016 | 3971 | 3933 | 3903 | 3888 | 3875 | 3870 | 3856 | 3851 | 3844
Include | Offshore wind floating | WindOffFloat | 8362 | 7894 | 7442 | 7017 | 6618 | 6243 | 6004 | 5890 | 5896 | 5902 | 5867 | 5832 | 5798 | 5713 | 5608 | 5408 | 5288 | 5165 | 5118 | 5065 | 5013 | 4964 | 4913 | 4871 | 4835 | 4806 | 4791 | 4777 | 4771 | 4756 | 4750 | 4742
Exclude | Wave
Include | Nuclear SMR | NucSMR | 29667 | 28183 | 26749 | 25388 | 23983 | 22550 | 20559 | 18438 | 16799 | 16175 | 16228 | 16228 | 16201 | 16148 | 16176 | 16220 | 16273 | 16320 | 16371 | 16433 | 16496 | 16560 | 16624 | 16688 | 16753 | 16818 | 16880 | 16940 | 16997 | 17053 | 17111 | 17139
Exclude | Tidal /ocean current
Exclude | Fuel cell
Include | Nuclear large-scale | NucLarge | 8984 | 8924 | 8869 | 8823 | 8801 | 8792 | 8806 | 8836 | 8881 | 8924 | 8968 | 9012 | 9057 | 9102 | 9148 | 9195 | 9238 | 9277 | 9312 | 9348 | 9384 | 9420 | 9456 | 9493 | 9530 | 9567 | 9602 | 9636 | 9668 | 9701 | 9733 | 9750

## GenCost data transposed
Current policies
|  | 2024 | 2025 | 2026 | 2027 | 2028 | 2029 | 2030 | 2031 | 2032 | 2033 | 2034 | 2035 | 2036 | 2037 | 2038 | 2039 | 2040 | 2041 | 2042 | 2043 | 2044 | 2045 | 2046 | 2047 | 2048 | 2049 | 2050 | 2051 | 2052 | 2053 | 2054 | 2055
Black coal | $/kW | 6037 | 5757 | 5489 | 5319 | 5251 | 5274 | 5299 | 5323 | 5343 | 5361 | 5380 | 5399 | 5419 | 5440 | 5461 | 5482 | 5500 | 5517 | 5533 | 5547 | 5561 | 5573 | 5586 | 5599 | 5611 | 5623 | 5635 | 5647 | 5659 | 5670 | 5681 | 5686
Black coal with CCS | $/kW | 12263 | 11696 | 11146 | 10790 | 10632 | 10660 | 10696 | 10733 | 10766 | 10799 | 10831 | 10863 | 10896 | 10930 | 10963 | 10995 | 11020 | 11040 | 11050 | 11050 | 11043 | 11038 | 11039 | 11036 | 11031 | 11024 | 11026 | 11030 | 11040 | 11045 | 11056 | 11059
Brown coal | $/kW | 9321 | 8804 | 8311 | 7998 | 7869 | 7904 | 7942 | 7980 | 8014 | 8047 | 8079 | 8111 | 8144 | 8177 | 8210 | 8244 | 8275 | 8302 | 8325 | 8349 | 8373 | 8397 | 8421 | 8445 | 8469 | 8494 | 8517 | 8538 | 8558 | 8578 | 8598 | 8608
Gas combined cycle | $/kW | 2455 | 2455 | 2455 | 2388 | 2253 | 2050 | 1917 | 1854 | 1859 | 1865 | 1870 | 1876 | 1882 | 1887 | 1893 | 1899 | 1904 | 1909 | 1912 | 1916 | 1919 | 1923 | 1926 | 1930 | 1934 | 1937 | 1940 | 1943 | 1946 | 1948 | 1951 | 1952
Gas open cycle (small) | $/kW | 2426.2814 | 2479.7425 | 2532.2036 | 2484.9407 | 2285.493 | 1986.3213 | 1788.5919 | 1692.1081 | 1696.8823 | 1701.4687 | 1706.0813 | 1710.7257 | 1715.4333 | 1720.2014 | 1725.0369 | 1729.9351 | 1734.1811 | 1737.7561 | 1740.6436 | 1743.5475 | 1746.4678 | 1749.4032 | 1752.3552 | 1755.3232 | 1758.3073 | 1761.3074 | 1764.0084 | 1766.4078 | 1768.5034 | 1770.6083 | 1772.7224 | 1773.7811
Gas open cycle (large) | $/kW | 1309.9807 | 1338.845 | 1367.1694 | 1341.6516 | 1233.9672 | 1072.4405 | 965.6839 | 913.591 | 916.1687 | 918.6449 | 921.1353 | 923.6429 | 926.1846 | 928.7589 | 931.3697 | 934.0143 | 936.3067 | 938.2369 | 939.7959 | 941.3638 | 942.9405 | 944.5253 | 946.1192 | 947.7217 | 949.3328 | 950.9526 | 952.4109 | 953.7064 | 954.8378 | 955.9743 | 957.1157 | 957.6873
Gas with CCS | $/kW | 5802 | 5802 | 5802 | 5679 | 5433 | 5064 | 4822 | 4706 | 4717 | 4728 | 4738 | 4749 | 4760 | 4771 | 4782 | 4791 | 4796 | 4798 | 4793 | 4779 | 4758 | 4738 | 4724 | 4707 | 4687 | 4665 | 4653 | 4645 | 4642 | 4636 | 4635 | 4632
Gas reciprocating | $/kW | 1980 | 1980 | 1980 | 1975 | 1966 | 1952 | 1945 | 1945 | 1952 | 1959 | 1965 | 1972 | 1979 | 1986 | 1993 | 2000 | 2006 | 2011 | 2016 | 2020 | 2025 | 2029 | 2034 | 2039 | 2043 | 2048 | 2052 | 2056 | 2060 | 2063 | 2067 | 2069
Hydrogen reciprocating | $/kW | 2071 | 2071 | 2071 | 2074 | 2081 | 2092 | 2102 | 2110 | 2118 | 2125 | 2132 | 2140 | 2147 | 2154 | 2162 | 2170 | 2176 | 2182 | 2187 | 2192 | 2197 | 2202 | 2207 | 2212 | 2217 | 2222 | 2227 | 2231 | 2235 | 2239 | 2243 | 2245
Biomass (small scale) | $/kW | 8916 | 8641 | 8372 | 8202 | 8136 | 8166 | 8198 | 8230 | 8260 | 8288 | 8316 | 8345 | 8373 | 8402 | 8432 | 8462 | 8488 | 8511 | 8530 | 8549 | 8568 | 8588 | 8607 | 8627 | 8647 | 8667 | 8685 | 8701 | 8716 | 8731 | 8746 | 8754
Biomass with CCS (large scale) | $/kW | 24366 | 23188 | 22060 | 21340 | 21048 | 21136 | 21237 | 21338 | 21429 | 21515 | 21600 | 21686 | 21773 | 21861 | 21950 | 22037 | 22114 | 22181 | 22233 | 22276 | 22312 | 22350 | 22394 | 22435 | 22473 | 22510 | 22554 | 22597 | 22644 | 22687 | 22736 | 22758
Large scale solar PV | $/kW | 1463 | 1344 | 1234 | 1155 | 1144 | 1134 | 1123 | 1113 | 1103 | 1093 | 1083 | 1073 | 1063 | 1053 | 1043 | 1034 | 1024 | 1015 | 1005 | 996 | 987 | 978 | 969 | 960 | 951 | 942 | 934 | 925 | 917 | 908 | 900 | 891
Rooftop solar panels | $/kW | 1336 | 1314 | 1293 | 1273 | 1255 | 1239 | 1227 | 1216 | 1208 | 1203 | 1199 | 1195 | 1190 | 1186 | 1182 | 1178 | 1175 | 1172 | 1169 | 1166 | 1164 | 1161 | 1159 | 1157 | 1149 | 1135 | 1122 | 1109 | 1103 | 1095 | 1093 | 1092
Solar thermal (16hrs) | $/kW | 6769 | 6692 | 6621 | 6564 | 6526 | 6500 | 6480 | 6465 | 6457 | 6453 | 6455 | 6454 | 6458 | 6460 | 6463 | 6466 | 6470 | 6473 | 6406 | 6286 | 6125 | 6016 | 5947 | 5903 | 5865 | 5824 | 5799 | 5789 | 5793 | 5732 | 5670 | 5606
Wind | $/kW | 3351 | 3221 | 3094 | 2972 | 2859 | 2750 | 2646 | 2546 | 2449 | 2356 | 2266 | 2206 | 2175 | 2171 | 2168 | 2166 | 2163 | 2160 | 2157 | 2152 | 2147 | 2143 | 2139 | 2136 | 2131 | 2119 | 2108 | 2088 | 2078 | 2058 | 2051 | 2043
Offshore wind fixed | $/kW | 4710 | 4697 | 4685 | 4673 | 4664 | 4658 | 4654 | 4656 | 4659 | 4663 | 4667 | 4670 | 4674 | 4678 | 4682 | 4686 | 4690 | 4694 | 4697 | 4701 | 4704 | 4708 | 4711 | 4714 | 4718 | 4721 | 4724 | 4727 | 4731 | 4733 | 4736 | 4738
Offshore wind floating | $/kW | 8362 | 8351 | 8339 | 8326 | 8314 | 8304 | 8299 | 8299 | 8302 | 8305 | 8285 | 8255 | 8215 | 8186 | 8157 | 8127 | 8108 | 8099 | 8102 | 8105 | 8108 | 8111 | 8114 | 8117 | 8119 | 8122 | 8125 | 8127 | 8129 | 8131 | 8133 | 8134
Wave | $/kW | 15547 | 13956 | 12482 | 11560 | 11136 | 11150 | 11166 | 11181 | 11195 | 11207 | 11220 | 11232 | 11245 | 11257 | 11270 | 11283 | 11295 | 11305 | 11315 | 11324 | 11334 | 11343 | 11353 | 11362 | 11372 | 11381 | 11390 | 11399 | 11407 | 11415 | 11423 | 11427
Nuclear SMR | $/kW | 29667 | 28183 | 26749 | 25388 | 24539 | 23998 | 23925 | 23850 | 23952 | 24048 | 24145 | 24241 | 24339 | 24438 | 24170 | 22245 | 19646 | 17398 | 16791 | 16838 | 16886 | 16934 | 16983 | 17032 | 17081 | 17130 | 17176 | 17219 | 17259 | 17299 | 17340 | 17360
Tidal /ocean current | $/kW | 12979 | 11234 | 9656 | 8688 | 8249 | 8256 | 8264 | 8272 | 8279 | 8285 | 8291 | 8296 | 8302 | 8307 | 8313 | 8319 | 8324 | 8330 | 8336 | 8341 | 8347 | 8353 | 8359 | 8364 | 8370 | 8376 | 8382 | 8388 | 8394 | 8400 | 8406 | 8409
Fuel cell | $/kW | 8067 | 7710 | 7371 | 7075 | 7096 | 7104 | 7115 | 7125 | 7154 | 7183 | 7215 | 7246 | 7279 | 7311 | 7344 | 7377 | 7406 | 7428 | 7446 | 7460 | 7477 | 7494 | 7499 | 7482 | 7436 | 7373 | 7332 | 7297 | 7296 | 7281 | 7286 | 7282
Nuclear large-scale | $/kW | 8984 | 8858 | 8738 | 8667 | 8656 | 8694 | 8736 | 8778 | 8815 | 8851 | 8886 | 8922 | 8958 | 8994 | 9031 | 9068 | 9102 | 9132 | 9158 | 9184 | 9210 | 9236 | 9263 | 9289 | 9316 | 9343 | 9368 | 9391 | 9413 | 9435 | 9457 | 9468
Global NZE by 2050
|  | 2024 | 2025 | 2026 | 2027 | 2028 | 2029 | 2030 | 2031 | 2032 | 2033 | 2034 | 2035 | 2036 | 2037 | 2038 | 2039 | 2040 | 2041 | 2042 | 2043 | 2044 | 2045 | 2046 | 2047 | 2048 | 2049 | 2050 | 2051 | 2052 | 2053 | 2054 | 2055
Black coal | $/kW | 6037 | 5900 | 5768 | 5652 | 5558 | 5477 | 5441 | 5443 | 5481 | 5517 | 5553 | 5589 | 5626 | 5664 | 5702 | 5741 | 5777 | 5812 | 5844 | 5876 | 5909 | 5942 | 5975 | 6009 | 6043 | 6078 | 6111 | 6144 | 6176 | 6208 | 6240 | 6256
Black coal with CCS | $/kW | 12263 | 11988 | 11718 | 11462 | 11232 | 11019 | 10901 | 10869 | 10920 | 10969 | 11018 | 11015 | 11006 | 10992 | 11028 | 11028 | 11028 | 11026 | 11059 | 11096 | 11133 | 11172 | 11212 | 11253 | 11293 | 11334 | 11374 | 11411 | 11447 | 11480 | 11513 | 11529
Brown coal | $/kW | 9321 | 9064 | 8819 | 8598 | 8413 | 8250 | 8169 | 8157 | 8214 | 8268 | 8322 | 8377 | 8432 | 8489 | 8546 | 8604 | 8658 | 8710 | 8758 | 8807 | 8856 | 8905 | 8955 | 9006 | 9057 | 9108 | 9159 | 9208 | 9255 | 9303 | 9352 | 9376
Gas combined cycle | $/kW | 2455 | 2455 | 2455 | 2417 | 2341 | 2227 | 2113 | 1999 | 1926 | 1893 | 1902 | 1910 | 1919 | 1927 | 1936 | 1945 | 1953 | 1961 | 1968 | 1974 | 1981 | 1988 | 1995 | 2002 | 2009 | 2016 | 2023 | 2029 | 2035 | 2041 | 2048 | 2051
Gas open cycle (small) | $/kW | 2426.2814 | 2453.512 | 2479.7425 | 2448.1984 | 2358.8796 | 2211.7863 | 2064.6929 | 1891.369 | 1778.0976 | 1724.9109 | 1731.8391 | 1738.8611 | 1745.9865 | 1753.2129 | 1760.5483 | 1767.9886 | 1774.8001 | 1780.9619 | 1786.4554 | 1792.0019 | 1797.602 | 1803.2546 | 1808.9619 | 1814.7235 | 1820.5401 | 1826.412 | 1832.0107 | 1837.3329 | 1842.3756 | 1847.465 | 1852.6015 | 1855.1776
Gas open cycle (large) | $/kW | 1309.9807 | 1324.6828 | 1338.845 | 1321.8139 | 1273.5896 | 1194.172 | 1114.7543 | 1021.1745 | 960.0178 | 931.3016 | 935.0423 | 938.8336 | 942.6807 | 946.5823 | 950.5428 | 954.5599 | 958.2375 | 961.5643 | 964.5303 | 967.525 | 970.5485 | 973.6004 | 976.6819 | 979.7926 | 982.9331 | 986.1034 | 989.1262 | 991.9997 | 994.7224 | 997.4702 | 1000.2435 | 1001.6343
Gas with CCS | $/kW | 5802 | 5802 | 5802 | 5732 | 5591 | 5381 | 5170 | 4959 | 4824 | 4763 | 4777 | 4740 | 4697 | 4649 | 4648 | 4613 | 4580 | 4547 | 4552 | 4558 | 4566 | 4575 | 4584 | 4593 | 4602 | 4612 | 4621 | 4629 | 4636 | 4640 | 4645 | 4646
Gas reciprocating | $/kW | 1980 | 1980 | 1980 | 1980 | 1982 | 1983 | 1985 | 1986 | 1991 | 1998 | 2009 | 2019 | 2030 | 2041 | 2053 | 2064 | 2074 | 2084 | 2093 | 2102 | 2111 | 2120 | 2130 | 2139 | 2148 | 2158 | 2167 | 2176 | 2185 | 2193 | 2202 | 2206
Hydrogen reciprocating | $/kW | 2071 | 2071 | 2071 | 2077 | 2088 | 2105 | 2122 | 2140 | 2155 | 2168 | 2180 | 2191 | 2203 | 2215 | 2227 | 2239 | 2251 | 2261 | 2271 | 2281 | 2291 | 2301 | 2311 | 2321 | 2331 | 2341 | 2351 | 2361 | 2370 | 2380 | 2389 | 2394
Biomass (small scale) | $/kW | 8916 | 8787 | 8661 | 8548 | 8458 | 8381 | 8351 | 8360 | 8407 | 8451 | 8468 | 8447 | 8427 | 8436 | 8482 | 8529 | 8573 | 8613 | 8650 | 8687 | 8699 | 8712 | 8724 | 8763 | 8801 | 8840 | 8878 | 8893 | 8906 | 8919 | 8954 | 8972
Biomass with CCS (large scale) | $/kW | 24366 | 23891 | 23431 | 22909 | 22399 | 21902 | 21563 | 21559 | 21711 | 21852 | 21994 | 22087 | 22174 | 22258 | 22392 | 22492 | 22587 | 22677 | 22797 | 22921 | 23047 | 23176 | 23306 | 23438 | 23570 | 23705 | 23835 | 23963 | 24087 | 24209 | 24332 | 24393
Large scale solar PV | $/kW | 1463 | 1371 | 1285 | 1207 | 1137 | 1074 | 1027 | 989 | 932 | 878 | 828 | 780 | 761 | 742 | 728 | 719 | 713 | 705 | 698 | 690 | 683 | 677 | 671 | 665 | 659 | 652 | 647 | 643 | 643 | 640 | 640 | 639
Rooftop solar panels | $/kW | 1336 | 1307 | 1278 | 1250 | 1223 | 1196 | 1172 | 1146 | 1128 | 1115 | 1102 | 1088 | 1075 | 1062 | 1050 | 1037 | 1025 | 1013 | 1001 | 989 | 977 | 965 | 954 | 942 | 931 | 920 | 909 | 898 | 887 | 877 | 866 | 856
Solar thermal (16hrs) | $/kW | 6769 | 6633 | 6505 | 6391 | 6294 | 6206 | 6152 | 6125 | 6131 | 6140 | 5990 | 5787 | 5568 | 5468 | 5392 | 5305 | 5244 | 5194 | 5152 | 5117 | 5088 | 5064 | 5044 | 5027 | 5010 | 4986 | 4972 | 4951 | 4945 | 4923 | 4918 | 4907
Wind | $/kW | 3351 | 3211 | 3075 | 2946 | 2829 | 2719 | 2616 | 2520 | 2431 | 2353 | 2289 | 2276 | 2217 | 2179 | 2141 | 2129 | 2123 | 2115 | 2108 | 2103 | 2100 | 2097 | 2095 | 2091 | 2084 | 2072 | 2065 | 2058 | 2057 | 2052 | 2052 | 2050
Offshore wind fixed | $/kW | 4710 | 4395 | 4095 | 3818 | 3565 | 3333 | 3180 | 3101 | 3091 | 3080 | 3070 | 3063 | 3060 | 3060 | 3062 | 3064 | 3067 | 3071 | 3076 | 3080 | 3085 | 3089 | 3094 | 3098 | 3103 | 3107 | 3112 | 3117 | 3123 | 3128 | 3134 | 3137
Offshore wind floating | $/kW | 8362 | 7655 | 7008 | 6416 | 5874 | 5377 | 4923 | 4507 | 4126 | 3777 | 3458 | 3166 | 2898 | 2895 | 2893 | 2891 | 2891 | 2891 | 2892 | 2892 | 2893 | 2893 | 2894 | 2894 | 2895 | 2895 | 2896 | 2897 | 2898 | 2899 | 2901 | 2901
Wave | $/kW | 15547 | 14712 | 13917 | 13179 | 12499 | 11861 | 11458 | 11275 | 11299 | 11323 | 11347 | 11372 | 11397 | 11422 | 11448 | 11474 | 11499 | 11523 | 11546 | 11569 | 11593 | 11616 | 11640 | 11664 | 11688 | 11581 | 11473 | 11305 | 11267 | 11194 | 11181 | 11157
Nuclear SMR | $/kW | 29667 | 28183 | 26749 | 25388 | 24014 | 22632 | 20700 | 19298 | 18397 | 18517 | 18638 | 17848 | 17055 | 16257 | 16366 | 16477 | 16582 | 16680 | 16773 | 16866 | 16960 | 17055 | 17150 | 17247 | 17345 | 17444 | 17540 | 17634 | 17725 | 17817 | 17910 | 17956
Tidal /ocean current | $/kW | 12979 | 12044 | 11164 | 10362 | 9634 | 8962 | 8538 | 8341 | 8356 | 8370 | 8384 | 8398 | 8413 | 8428 | 8443 | 8458 | 8473 | 8489 | 8504 | 8520 | 8536 | 8552 | 8122 | 7692 | 7260 | 7125 | 6989 | 6853 | 6866 | 6880 | 6894 | 6900
Fuel cell | $/kW | 8067 | 7626 | 7212 | 6796 | 6405 | 6037 | 5753 | 5806 | 5851 | 5893 | 5935 | 5978 | 6021 | 6065 | 6110 | 6156 | 6199 | 6239 | 6277 | 6315 | 6353 | 6392 | 6432 | 6471 | 6493 | 6491 | 6488 | 6501 | 6538 | 6575 | 6612 | 6631
Nuclear large-scale | $/kW | 8984 | 8929 | 8881 | 8851 | 8854 | 8876 | 8919 | 8972 | 9035 | 9094 | 9154 | 9214 | 9275 | 9337 | 9400 | 9463 | 9524 | 9580 | 9633 | 9687 | 9741 | 9795 | 9850 | 9906 | 9962 | 10019 | 10074 | 10128 | 10180 | 10233 | 10287 | 10313
Global NZE post 2050
|  | 2024 | 2025 | 2026 | 2027 | 2028 | 2029 | 2030 | 2031 | 2032 | 2033 | 2034 | 2035 | 2036 | 2037 | 2038 | 2039 | 2040 | 2041 | 2042 | 2043 | 2044 | 2045 | 2046 | 2047 | 2048 | 2049 | 2050 | 2051 | 2052 | 2053 | 2054 | 2055
Black coal | $/kW | 6037 | 5896 | 5761 | 5634 | 5525 | 5425 | 5372 | 5360 | 5388 | 5413 | 5440 | 5467 | 5494 | 5522 | 5550 | 5578 | 5604 | 5628 | 5649 | 5671 | 5692 | 5714 | 5736 | 5759 | 5781 | 5803 | 5825 | 5845 | 5865 | 5885 | 5904 | 5914
Black coal with CCS | $/kW | 12263 | 11984 | 11709 | 11442 | 11194 | 10959 | 10822 | 10774 | 10812 | 10850 | 10888 | 10920 | 10952 | 10986 | 11026 | 11045 | 11047 | 11044 | 11059 | 11086 | 11076 | 11064 | 11052 | 11078 | 11106 | 11134 | 11160 | 11184 | 11206 | 11218 | 11230 | 11230
Brown coal | $/kW | 9321 | 9060 | 8807 | 8571 | 8364 | 8172 | 8065 | 8034 | 8074 | 8113 | 8153 | 8193 | 8234 | 8275 | 8317 | 8359 | 8398 | 8434 | 8466 | 8499 | 8531 | 8564 | 8597 | 8630 | 8664 | 8698 | 8730 | 8761 | 8790 | 8819 | 8849 | 8864
Gas combined cycle | $/kW | 2455 | 2455 | 2455 | 2416 | 2338 | 2220 | 2102 | 1985 | 1908 | 1873 | 1880 | 1887 | 1893 | 1900 | 1907 | 1914 | 1920 | 1926 | 1930 | 1935 | 1939 | 1944 | 1949 | 1954 | 1958 | 1963 | 1968 | 1972 | 1976 | 1979 | 1983 | 1985
Gas open cycle (small) | $/kW | 2426.2814 | 2453.512 | 2479.7425 | 2447.2097 | 2355.9136 | 2205.8542 | 2055.7947 | 1879.5048 | 1763.7324 | 1708.5318 | 1713.9242 | 1719.4138 | 1724.9786 | 1730.6159 | 1736.333 | 1742.1251 | 1747.2713 | 1751.7522 | 1755.5502 | 1759.375 | 1763.2266 | 1767.1038 | 1771.0082 | 1774.9394 | 1778.8973 | 1782.8823 | 1786.5745 | 1789.9711 | 1793.0697 | 1796.1876 | 1799.325 | 1800.8969
Gas open cycle (large) | $/kW | 1309.9807 | 1324.6828 | 1338.845 | 1321.2801 | 1271.9882 | 1190.9691 | 1109.9501 | 1014.7689 | 952.2619 | 922.4584 | 925.3698 | 928.3337 | 931.3382 | 934.3819 | 937.4686 | 940.5958 | 943.3744 | 945.7936 | 947.8442 | 949.9093 | 951.9888 | 954.0821 | 956.1902 | 958.3127 | 960.4496 | 962.6012 | 964.5946 | 966.4285 | 968.1015 | 969.7849 | 971.4788 | 972.3275
Gas with CCS | $/kW | 5802 | 5802 | 5802 | 5730 | 5587 | 5372 | 5157 | 4942 | 4802 | 4739 | 4750 | 4756 | 4761 | 4767 | 4780 | 4772 | 4749 | 4724 | 4719 | 4726 | 4697 | 4665 | 4634 | 4639 | 4646 | 4654 | 4660 | 4665 | 4669 | 4664 | 4658 | 4650
Gas reciprocating | $/kW | 1980 | 1980 | 1980 | 1979 | 1977 | 1973 | 1970 | 1966 | 1966 | 1970 | 1978 | 1987 | 1995 | 2003 | 2012 | 2020 | 2028 | 2035 | 2041 | 2047 | 2053 | 2059 | 2065 | 2072 | 2078 | 2084 | 2090 | 2096 | 2101 | 2107 | 2112 | 2114
Hydrogen reciprocating | $/kW | 2071 | 2071 | 2071 | 2075 | 2083 | 2094 | 2106 | 2118 | 2128 | 2138 | 2147 | 2156 | 2164 | 2173 | 2183 | 2192 | 2200 | 2208 | 2214 | 2221 | 2228 | 2234 | 2241 | 2248 | 2255 | 2262 | 2268 | 2274 | 2280 | 2286 | 2291 | 2294
Biomass (small scale) | $/kW | 8916 | 8784 | 8654 | 8531 | 8423 | 8326 | 8276 | 8269 | 8303 | 8336 | 8369 | 8404 | 8438 | 8474 | 8509 | 8546 | 8578 | 8607 | 8632 | 8658 | 8684 | 8710 | 8736 | 8762 | 8789 | 8815 | 8840 | 8864 | 8886 | 8908 | 8931 | 8942
Biomass with CCS (large scale) | $/kW | 24366 | 23770 | 23196 | 22659 | 22194 | 21768 | 21537 | 21480 | 21589 | 21693 | 21798 | 21899 | 22000 | 22104 | 22216 | 22307 | 22377 | 22437 | 22510 | 22596 | 22645 | 22693 | 22741 | 22827 | 22916 | 23005 | 23090 | 23172 | 23249 | 23316 | 23384 | 23413
Large scale solar PV | $/kW | 1463 | 1373 | 1288 | 1210 | 1140 | 1075 | 1030 | 1005 | 998 | 985 | 955 | 926 | 912 | 897 | 886 | 877 | 868 | 860 | 852 | 843 | 835 | 827 | 820 | 812 | 805 | 797 | 790 | 784 | 780 | 774 | 770 | 765
Rooftop solar panels | $/kW | 1336 | 1314 | 1292 | 1271 | 1250 | 1229 | 1208 | 1190 | 1177 | 1165 | 1156 | 1145 | 1139 | 1132 | 1125 | 1118 | 1111 | 1106 | 1103 | 1100 | 1097 | 1094 | 1092 | 1090 | 1088 | 1084 | 1073 | 1063 | 1052 | 1042 | 1031 | 1021
Solar thermal (16hrs) | $/kW | 6769 | 6648 | 6534 | 6431 | 6341 | 6258 | 6191 | 6135 | 6108 | 6094 | 6100 | 6103 | 6121 | 6013 | 5964 | 5928 | 5886 | 5857 | 5833 | 5779 | 5702 | 5606 | 5540 | 5495 | 5465 | 5437 | 5405 | 5385 | 5370 | 5369 | 5327 | 5294
Wind | $/kW | 3351 | 3208 | 3069 | 2936 | 2814 | 2700 | 2592 | 2492 | 2400 | 2320 | 2255 | 2239 | 2207 | 2204 | 2190 | 2168 | 2144 | 2129 | 2120 | 2111 | 2105 | 2099 | 2095 | 2092 | 2089 | 2088 | 2087 | 2085 | 2085 | 2084 | 2085 | 2084
Offshore wind fixed | $/kW | 4710 | 4699 | 4688 | 4679 | 4676 | 4675 | 4679 | 4686 | 4694 | 4702 | 4709 | 4716 | 4724 | 4632 | 4518 | 4382 | 4334 | 4283 | 4233 | 4177 | 4122 | 4069 | 4016 | 3971 | 3933 | 3903 | 3888 | 3875 | 3870 | 3856 | 3851 | 3844
Offshore wind floating | $/kW | 8362 | 7894 | 7442 | 7017 | 6618 | 6243 | 6004 | 5890 | 5896 | 5902 | 5867 | 5832 | 5798 | 5713 | 5608 | 5408 | 5288 | 5165 | 5118 | 5065 | 5013 | 4964 | 4913 | 4871 | 4835 | 4806 | 4791 | 4777 | 4771 | 4756 | 4750 | 4742
Wave | $/kW | 15547 | 14709 | 13909 | 13162 | 12469 | 11817 | 11403 | 11209 | 11225 | 11240 | 11256 | 11272 | 11287 | 11303 | 11319 | 11336 | 11351 | 11365 | 11377 | 11390 | 11403 | 11416 | 11429 | 11442 | 11455 | 11469 | 11481 | 11494 | 11505 | 11517 | 11529 | 11535
Nuclear (SMR) | $/kW | 29667 | 28183 | 26749 | 25388 | 23983 | 22550 | 20559 | 18438 | 16799 | 16175 | 16228 | 16228 | 16201 | 16148 | 16176 | 16220 | 16273 | 16320 | 16371 | 16433 | 16496 | 16560 | 16624 | 16688 | 16753 | 16818 | 16880 | 16940 | 16997 | 17053 | 17111 | 17139
Tidal /ocean current | $/kW | 12979 | 12041 | 11157 | 10348 | 9611 | 8929 | 8497 | 8293 | 8302 | 8309 | 8317 | 8325 | 8333 | 8341 | 8349 | 8357 | 8365 | 8373 | 8382 | 8390 | 8378 | 8367 | 8356 | 8364 | 8373 | 8381 | 8390 | 8398 | 8407 | 8415 | 8424 | 8428
Fuel cell | $/kW | 8067 | 7622 | 7203 | 6784 | 6390 | 6019 | 5736 | 5762 | 5787 | 5812 | 5830 | 5829 | 5818 | 5821 | 5843 | 5876 | 5906 | 5933 | 5958 | 5983 | 5947 | 5904 | 5857 | 5866 | 5877 | 5857 | 5840 | 5819 | 5832 | 5836 | 5849 | 5851
Nuclear large-scale | $/kW | 8984 | 8924 | 8869 | 8823 | 8801 | 8792 | 8806 | 8836 | 8881 | 8924 | 8968 | 9012 | 9057 | 9102 | 9148 | 9195 | 9238 | 9277 | 9312 | 9348 | 9384 | 9420 | 9456 | 9493 | 9530 | 9567 | 9602 | 9636 | 9668 | 9701 | 9733 | 9750
|  |  |  | 2024 | 2025 | 2026 | 2027 | 2028 | 2029 | 2030 | 2031 | 2032 | 2033 | 2034 | 2035 | 2036 | 2037 | 2038 | 2039 | 2040 | 2041 | 2042 | 2043 | 2044 | 2045 | 2046 | 2047 | 2048 | 2049 | 2050 | 2051 | 2052 | 2053 | 2054 | 2055
Battery storage (1 hr) | Total | Current policies | $/kWh | 910 | 859.6031 | 812.262 | 770.1305 | 721.8019 | 713.0806 | 691.1803 | 668.7914 | 659.0606 | 648.0834 | 634.1312 | 619.7275 | 605.4559 | 591.1956 | 577.9179 | 564.7283 | 557.2415 | 552.5616 | 548.6174 | 540.9246 | 535.1751 | 530.8991 | 527.5068 | 525.0198 | 522.6232 | 520.791 | 519.3172 | 519.6639 | 517.4142 | 517.7619 | 515.9815 | 516.3305
|  | Global NZE post 2050 | $/kWh | 910 | 806.4293 | 720.735 | 651.1594 | 588.0162 | 552.8489 | 543.9917 | 534.2986 | 524.6307 | 515.1886 | 505.9516 | 496.9018 | 488.0349 | 479.3529 | 470.844 | 462.5097 | 457.3893 | 452.1673 | 447.3281 | 442.682 | 438.296 | 434.0756 | 430.0458 | 426.172 | 422.4362 | 418.8339 | 415.3321 | 412.1269 | 408.3441 | 405.2415 | 401.6762 | 413.4001
|  | Global NZE by 2050 | $/kWh | 910 | 753.3086 | 629.2868 | 532.3617 | 454.5903 | 392.9276 | 345.9425 | 334.707 | 322.8082 | 310.6589 | 300.8102 | 292.1852 | 284.3803 | 277.3012 | 270.8332 | 264.805 | 264.3358 | 263.8152 | 263.5034 | 263.3056 | 263.2593 | 263.2957 | 263.4371 | 263.6586 | 263.9496 | 264.3103 | 264.3575 | 265.0118 | 265.2185 | 265.8843 | 266.1743 | 266.8521
| Battery | Current policies | $/kWh | 326 | 320.7529 | 315.687 | 312.0265 | 308.8619 | 306.5372 | 298.4298 | 289.9361 | 281.6112 | 273.5492 | 265.71 | 258.0999 | 250.7119 | 243.5426 | 236.5814 | 229.3756 | 226.5803 | 224.0585 | 222.1253 | 220.4639 | 219.1596 | 218.0415 | 217.1493 | 216.4224 | 215.8309 | 215.3778 | 215.0077 | 215.1513 | 214.3572 | 214.5012 | 213.896 | 214.0407
|  | Global NZE post 2050 | $/kWh | 326 | 299.5752 | 279.7802 | 265.1636 | 253.516 | 244.9587 | 239.3409 | 233.7668 | 228.2527 | 222.8854 | 217.654 | 212.5496 | 207.5687 | 202.711 | 197.9699 | 193.345 | 191.8768 | 190.4876 | 189.424 | 188.4971 | 187.7756 | 187.165 | 186.6916 | 186.3214 | 186.0374 | 185.8358 | 185.6843 | 185.8676 | 185.4223 | 185.607 | 185.2795 | 185.4658
|  | Global NZE by 2050 | $/kWh | 326 | 278.4171 | 243.9037 | 218.3735 | 198.3317 | 183.5626 | 174.8615 | 166.4759 | 158.4057 | 150.736 | 143.4497 | 136.5194 | 129.9276 | 123.6592 | 117.696 | 112.0245 | 111.7652 | 111.4907 | 111.3182 | 111.1926 | 111.1331 | 111.1074 | 111.1263 | 111.1785 | 111.2595 | 111.3699 | 111.4889 | 111.7002 | 111.7203 | 111.9354 | 111.9938 | 112.2128
| BOP | Current policies | $/kWh | 584 | 538.8502 | 496.5751 | 458.104 | 412.94 | 406.5434 | 392.7505 | 378.8553 | 377.4493 | 374.5342 | 368.4212 | 361.6276 | 354.744 | 347.653 | 341.3365 | 335.3527 | 330.6612 | 328.5031 | 326.4921 | 320.4607 | 316.0155 | 312.8577 | 310.3575 | 308.5974 | 306.7923 | 305.4132 | 304.3094 | 304.5126 | 303.057 | 303.2607 | 302.0855 | 302.2898
|  | Global NZE post 2050 | $/kWh | 584 | 506.8541 | 440.9548 | 385.9957 | 334.5001 | 307.8902 | 304.6508 | 300.5318 | 296.3779 | 292.3032 | 288.2976 | 284.3522 | 280.4662 | 276.642 | 272.8741 | 269.1647 | 265.5125 | 261.6797 | 257.9041 | 254.1849 | 250.5204 | 246.9106 | 243.3542 | 239.8505 | 236.3988 | 232.9981 | 229.6478 | 226.2593 | 222.9218 | 219.6345 | 216.3967 | 227.9343
|  | Global NZE by 2050 | $/kWh | 584 | 474.8915 | 385.3831 | 313.9882 | 256.2585 | 209.3649 | 171.081 | 168.2311 | 164.4026 | 159.9229 | 157.3605 | 155.6658 | 154.4526 | 153.642 | 153.1372 | 152.7806 | 152.5706 | 152.3244 | 152.1853 | 152.113 | 152.1262 | 152.1883 | 152.3108 | 152.4801 | 152.6901 | 152.9405 | 152.8686 | 153.3116 | 153.4982 | 153.949 | 154.1805 | 154.6393
Battery storage (2 hrs) | Total | Current policies | $/kWh | 608 | 579.7276 | 553.0853 | 530.0812 | 504.2027 | 498.6087 | 483.7504 | 468.4753 | 459.6325 | 450.2885 | 439.5585 | 428.7117 | 418.0383 | 407.4749 | 397.5037 | 387.4697 | 382.309 | 378.7779 | 375.8843 | 371.2403 | 367.732 | 365.0461 | 362.9056 | 361.2934 | 359.7884 | 358.6287 | 357.6862 | 357.9284 | 356.4448 | 356.6876 | 355.5248 | 355.7686
|  | Global NZE post 2050 | $/kWh | 608 | 543.253 | 490.6111 | 448.8105 | 411.6255 | 389.9254 | 382.7905 | 375.2562 | 367.7629 | 360.4531 | 353.3112 | 346.3239 | 339.4881 | 332.8035 | 326.2617 | 319.8632 | 316.5179 | 313.2407 | 310.3041 | 307.5271 | 304.9743 | 302.5554 | 300.2948 | 298.1595 | 296.133 | 294.211 | 292.3624 | 290.8479 | 288.7578 | 287.2951 | 285.3674 | 291.3168
|  | Global NZE by 2050 | $/kWh | 608 | 506.8144 | 428.1911 | 367.662 | 319.3068 | 281.4851 | 253.8319 | 244.2767 | 234.5356 | 224.857 | 216.5125 | 208.9484 | 201.9542 | 195.4747 | 189.444 | 183.7699 | 183.3539 | 182.9526 | 182.7023 | 182.5304 | 182.4645 | 182.4554 | 182.5191 | 182.638 | 182.8047 | 183.0196 | 183.0816 | 183.5099 | 183.6271 | 184.063 | 184.2394 | 184.6831
| Battery | Current policies | $/kWh | 314 | 308.6857 | 303.5346 | 299.9295 | 296.8016 | 294.4806 | 286.6066 | 278.3643 | 270.2866 | 262.465 | 254.8606 | 247.4795 | 240.3152 | 233.3636 | 226.615 | 219.6357 | 216.8818 | 214.4468 | 212.5754 | 210.9643 | 209.6951 | 208.6042 | 207.7295 | 207.0131 | 206.4262 | 205.9717 | 205.5966 | 205.7358 | 204.9783 | 205.1179 | 204.5411 | 204.6813
|  | Global NZE post 2050 | $/kWh | 314 | 288.305 | 269.0111 | 254.8849 | 243.6194 | 235.3287 | 229.8648 | 224.4437 | 219.0812 | 213.8619 | 208.7753 | 203.8125 | 198.9707 | 194.2487 | 189.6408 | 185.1462 | 183.6756 | 182.3284 | 181.2931 | 180.3887 | 179.6809 | 179.0793 | 178.609 | 178.2375 | 177.9483 | 177.7379 | 177.5755 | 177.7532 | 177.3297 | 177.5088 | 177.198 | 177.3786
|  | Global NZE by 2050 | $/kWh | 314 | 267.9432 | 234.5171 | 209.9112 | 190.5947 | 176.3546 | 167.9489 | 159.8487 | 152.0538 | 144.6474 | 137.6126 | 130.9229 | 124.5615 | 118.5133 | 112.7609 | 107.2911 | 107.0062 | 106.7345 | 106.5603 | 106.431 | 106.365 | 106.3314 | 106.3403 | 106.3811 | 106.4494 | 106.5457 | 106.6503 | 106.8551 | 106.8771 | 107.0856 | 107.1443 | 107.3566
| BOP | Current policies | $/kWh | 294 | 271.0419 | 249.5507 | 230.1517 | 207.4011 | 204.1281 | 197.1438 | 190.1109 | 189.3458 | 187.8235 | 184.6978 | 181.2322 | 177.723 | 174.1112 | 170.8887 | 167.834 | 165.4272 | 164.3312 | 163.3089 | 160.276 | 158.0369 | 156.4419 | 155.176 | 154.2802 | 153.3621 | 152.657 | 152.0896 | 152.1926 | 151.4665 | 151.5697 | 150.9837 | 151.0873
|  | Global NZE post 2050 | $/kWh | 294 | 254.948 | 221.6 | 193.9256 | 168.0061 | 154.5968 | 152.9257 | 150.8126 | 148.6817 | 146.5912 | 144.5359 | 142.5114 | 140.5174 | 138.5548 | 136.6209 | 134.717 | 132.8423 | 130.9122 | 129.011 | 127.1384 | 125.2935 | 123.4761 | 121.6858 | 119.9221 | 118.1847 | 116.4731 | 114.787 | 113.0948 | 111.428 | 109.7864 | 108.1694 | 113.9382
|  | Global NZE by 2050 | $/kWh | 294 | 238.8712 | 193.674 | 157.7507 | 128.7121 | 105.1305 | 85.883 | 84.428 | 82.4817 | 80.2096 | 78.8999 | 78.0255 | 77.3927 | 76.9614 | 76.6831 | 76.4788 | 76.3477 | 76.2181 | 76.142 | 76.0994 | 76.0995 | 76.1241 | 76.1788 | 76.2569 | 76.3553 | 76.4739 | 76.4313 | 76.6547 | 76.75 | 76.9774 | 77.0951 | 77.3266
|  |  |  | 2024 | 2025 | 2026 | 2027 | 2028 | 2029 | 2030 | 2031 | 2032 | 2033 | 2034 | 2035 | 2036 | 2037 | 2038 | 2039 | 2040 | 2041 | 2042 | 2043 | 2044 | 2045 | 2046 | 2047 | 2048 | 2049 | 2050 | 2051 | 2052 | 2053 | 2054 | 2055
Battery storage (4 hrs) | Total | Current policies | $/kWh | 423 | 406.406 | 390.6981 | 377.6408 | 363.3093 | 359.5331 | 349.0498 | 338.2252 | 330.7129 | 323.044 | 314.7573 | 306.4964 | 298.406 | 290.4517 | 282.8735 | 275.1833 | 271.4888 | 268.7988 | 266.6353 | 263.6851 | 261.4315 | 259.6573 | 258.2365 | 257.1394 | 256.1433 | 255.3693 | 254.7335 | 254.9081 | 253.8883 | 254.0634 | 253.2707 | 253.4466
|  | Global NZE post 2050 | $/kWh | 423 | 380.4858 | 346.481 | 320.0867 | 297.0842 | 283.0077 | 277.3305 | 271.4673 | 265.6471 | 259.974 | 254.4361 | 249.0234 | 243.7336 | 238.5654 | 233.5128 | 228.5758 | 226.279 | 224.1175 | 222.2413 | 220.4933 | 218.93 | 217.4729 | 216.1433 | 214.913 | 213.7674 | 212.7033 | 211.6936 | 210.9984 | 209.795 | 209.1263 | 208.0456 | 211.1089
|  | Global NZE by 2050 | $/kWh | 423 | 354.5912 | 302.3026 | 262.6213 | 231.0496 | 206.6724 | 189.5746 | 181.74 | 173.9249 | 166.2867 | 159.4612 | 153.1585 | 147.2661 | 141.7501 | 136.5708 | 131.6766 | 131.3207 | 131.009 | 130.8089 | 130.6647 | 130.5969 | 130.5693 | 130.5939 | 130.6579 | 130.7558 | 130.8881 | 130.9464 | 131.2395 | 131.3096 | 131.608 | 131.7213 | 132.025
| Battery | Current policies | $/kWh | 274 | 269.1498 | 264.4328 | 261.222 | 258.4272 | 256.3349 | 249.4107 | 242.1683 | 235.071 | 228.1996 | 221.5199 | 215.0371 | 208.746 | 202.6422 | 196.7175 | 190.5955 | 188.1422 | 186.0122 | 184.3715 | 182.9567 | 181.8386 | 180.8753 | 180.0995 | 179.4609 | 178.9347 | 178.5232 | 178.1805 | 178.3027 | 177.6477 | 177.7702 | 177.2718 | 177.3949
|  | Global NZE post 2050 | $/kWh | 274 | 251.3795 | 234.3575 | 221.9918 | 212.1232 | 204.849 | 200.0378 | 195.2644 | 190.5431 | 185.948 | 181.4702 | 177.1017 | 172.8404 | 168.6847 | 164.6298 | 160.6751 | 159.3456 | 158.1626 | 157.2501 | 156.4513 | 155.8231 | 155.2871 | 154.8649 | 154.5283 | 154.2632 | 154.0663 | 153.911 | 154.0669 | 153.7018 | 153.8589 | 153.5915 | 153.7499
|  | Global NZE by 2050 | $/kWh | 274 | 233.6261 | 204.3083 | 182.8242 | 165.9581 | 153.5198 | 146.1645 | 139.077 | 132.2573 | 125.7787 | 119.6263 | 113.7769 | 108.2158 | 102.9294 | 97.9026 | 93.1238 | 92.8464 | 92.6032 | 92.4445 | 92.3249 | 92.2601 | 92.2234 | 92.2235 | 92.2513 | 92.3029 | 92.3787 | 92.4616 | 92.6414 | 92.6626 | 92.8455 | 92.8986 | 93.0849
| BOP | Current policies | $/kWh | 149 | 137.2562 | 126.2653 | 116.4188 | 104.8821 | 103.1982 | 99.6392 | 96.0569 | 95.6419 | 94.8444 | 93.2373 | 91.4593 | 89.66 | 87.8095 | 86.156 | 84.5878 | 83.3466 | 82.7866 | 82.2638 | 80.7283 | 79.5929 | 78.7821 | 78.137 | 77.6784 | 77.2086 | 76.8461 | 76.553 | 76.6054 | 76.2406 | 76.2932 | 75.9989 | 76.0517
|  | Global NZE post 2050 | $/kWh | 149 | 129.1063 | 112.1235 | 98.0948 | 84.961 | 78.1587 | 77.2926 | 76.2029 | 75.1041 | 74.026 | 72.9659 | 71.9217 | 70.8932 | 69.8807 | 68.883 | 67.9007 | 66.9334 | 65.955 | 64.9912 | 64.042 | 63.1068 | 62.1857 | 61.2784 | 60.3846 | 59.5042 | 58.6369 | 57.7826 | 56.9315 | 56.0932 | 55.2674 | 54.4541 | 57.359
|  | Global NZE by 2050 | $/kWh | 149 | 120.9652 | 97.9943 | 79.7972 | 65.0916 | 53.1526 | 43.4101 | 42.663 | 41.6676 | 40.508 | 39.8349 | 39.3816 | 39.0503 | 38.8207 | 38.6682 | 38.5528 | 38.4742 | 38.4058 | 38.3644 | 38.3398 | 38.3367 | 38.346 | 38.3704 | 38.4065 | 38.4529 | 38.5094 | 38.4848 | 38.5982 | 38.647 | 38.7624 | 38.8227 | 38.9401
Battery storage (8 hrs) | Total | Current policies | $/kWh | 344 | 332.9668 | 322.4533 | 314.1348 | 305.3383 | 302.3741 | 293.7485 | 284.8043 | 277.6566 | 270.5299 | 263.1679 | 255.9093 | 248.8275 | 241.9022 | 235.2549 | 228.4635 | 225.3923 | 223.0269 | 221.1541 | 218.972 | 217.2854 | 215.9178 | 214.818 | 213.9481 | 213.181 | 212.5807 | 212.083 | 212.23 | 211.4085 | 211.5559 | 210.9225 | 211.0705
|  | Global NZE post 2050 | $/kWh | 344 | 311.4606 | 285.8944 | 266.5201 | 250.0411 | 239.3915 | 234.2336 | 228.9956 | 223.8035 | 218.746 | 213.8126 | 208.9946 | 204.2901 | 199.6971 | 195.2105 | 190.8302 | 188.9977 | 187.3324 | 185.9366 | 184.6585 | 183.5526 | 182.5433 | 181.6512 | 180.8491 | 180.123 | 179.4697 | 178.8634 | 178.5725 | 177.7847 | 177.5081 | 176.8278 | 178.4968
|  | Global NZE by 2050 | $/kWh | 344 | 289.9754 | 249.3678 | 218.9806 | 194.9073 | 176.58 | 164.3316 | 157.0449 | 149.8891 | 142.98 | 136.6432 | 130.7164 | 125.1344 | 119.873 | 114.9048 | 110.1975 | 109.8647 | 109.5884 | 109.4079 | 109.2739 | 109.2041 | 109.1679 | 109.1753 | 109.2154 | 109.2838 | 109.381 | 109.4426 | 109.6778 | 109.7261 | 109.9654 | 110.0504 | 110.2941
| Battery | Current policies | $/kWh | 266 | 261.1527 | 256.4279 | 253.2691 | 250.514 | 248.44 | 241.6842 | 234.6214 | 227.7003 | 221.0001 | 214.4873 | 208.167 | 202.0343 | 196.0846 | 190.3099 | 184.3464 | 181.9324 | 179.8616 | 178.2641 | 176.8851 | 175.7931 | 174.8508 | 174.0898 | 173.4615 | 172.9418 | 172.533 | 172.1907 | 172.31 | 171.6784 | 171.7981 | 171.3177 | 171.438
|  | Global NZE post 2050 | $/kWh | 266 | 243.9106 | 227.2637 | 215.2343 | 205.6297 | 198.543 | 193.8451 | 189.184 | 184.5736 | 180.0868 | 175.7148 | 171.4497 | 167.2897 | 163.2329 | 159.2747 | 155.4146 | 154.0944 | 152.9413 | 152.0501 | 151.2688 | 150.6524 | 150.1253 | 149.7081 | 149.3738 | 149.1085 | 148.9091 | 148.7499 | 148.9022 | 148.551 | 148.7045 | 148.4477 | 148.6024
|  | Global NZE by 2050 | $/kWh | 266 | 226.6849 | 198.1252 | 177.2607 | 160.8814 | 148.7996 | 141.6469 | 134.7546 | 128.1229 | 121.8236 | 115.8423 | 110.1563 | 104.7513 | 99.6139 | 94.7294 | 90.0865 | 89.799 | 89.5593 | 89.4015 | 89.2813 | 89.2142 | 89.1741 | 89.1698 | 89.1921 | 89.2373 | 89.3061 | 89.3816 | 89.5572 | 89.5796 | 89.7584 | 89.8116 | 89.9936
| BOP | Current policies | $/kWh | 78 | 71.8141 | 66.0254 | 60.8657 | 54.8242 | 53.9341 | 52.0644 | 50.183 | 49.9563 | 49.5298 | 48.6806 | 47.7423 | 46.7932 | 45.8176 | 44.945 | 44.1171 | 43.4599 | 43.1653 | 42.89 | 42.0868 | 41.4923 | 41.067 | 40.7282 | 40.4866 | 40.2391 | 40.0476 | 39.8923 | 39.9199 | 39.7301 | 39.7578 | 39.6047 | 39.6325
|  | Global NZE post 2050 | $/kWh | 78 | 67.55 | 58.6307 | 51.2859 | 44.4114 | 40.8484 | 40.3885 | 39.8116 | 39.2299 | 38.6591 | 38.0978 | 37.5449 | 37.0003 | 36.4642 | 35.9358 | 35.4156 | 34.9033 | 34.3911 | 33.8866 | 33.3897 | 32.9002 | 32.418 | 31.9431 | 31.4753 | 31.0145 | 30.5606 | 30.1135 | 29.6703 | 29.2337 | 28.8037 | 28.3801 | 29.8944
|  | Global NZE by 2050 | $/kWh | 78 | 63.2905 | 51.2427 | 41.7199 | 34.0259 | 27.7804 | 22.6847 | 22.2903 | 21.7662 | 21.1564 | 20.8009 | 20.5601 | 20.3831 | 20.2592 | 20.1754 | 20.111 | 20.0657 | 20.029 | 20.0064 | 19.9926 | 19.99 | 19.9938 | 20.0055 | 20.0233 | 20.0465 | 20.0749 | 20.061 | 20.1205 | 20.1464 | 20.207 | 20.2388 | 20.3005
|  |  |  | 2024 | 2025 | 2026 | 2027 | 2028 | 2029 | 2030 | 2031 | 2032 | 2033 | 2034 | 2035 | 2036 | 2037 | 2038 | 2039 | 2040 | 2041 | 2042 | 2043 | 2044 | 2045 | 2046 | 2047 | 2048 | 2049 | 2050 | 2051 | 2052 | 2053 | 2054 | 2055
Battery storage (12 hrs) | Total | Current policies | $/kWh | 318.026 | 309.0527 | 300.4668 | 293.8665 | 287.0818 | 284.414 | 276.4111 | 268.0934 | 261.0212 | 254.0365 | 246.9573 | 240.0111 | 233.2454 | 226.6449 | 220.2882 | 213.7725 | 210.9202 | 208.6529 | 206.8717 | 204.9571 | 203.4685 | 202.2425 | 201.2555 | 200.4661 | 199.7813 | 199.2448 | 198.7989 | 198.9366 | 198.1783 | 198.3166 | 197.7341 | 197.8729
|  | Global NZE post 2050 | $/kWh | 318.026 | 288.9664 | 266.3704 | 249.4419 | 235.2521 | 225.7889 | 220.7843 | 215.7383 | 210.74 | 205.8725 | 201.1261 | 196.4922 | 191.9689 | 187.5545 | 183.2439 | 179.0368 | 177.3749 | 175.8802 | 174.6524 | 173.5397 | 172.5969 | 171.7481 | 171.0142 | 170.3678 | 169.7951 | 169.293 | 168.8356 | 168.6923 | 168.0498 | 167.9165 | 167.3772 | 168.542
|  | Global NZE by 2050 | $/kWh | 318.026 | 268.8997 | 232.304 | 205.0879 | 183.5767 | 167.3291 | 156.7776 | 149.6222 | 142.641 | 135.9349 | 129.7165 | 123.8699 | 118.3469 | 113.1267 | 108.1864 | 103.5006 | 103.1829 | 102.9187 | 102.7457 | 102.6163 | 102.5475 | 102.51 | 102.5134 | 102.5476 | 102.6083 | 102.696 | 102.7623 | 102.9776 | 103.0173 | 103.2364 | 103.3109 | 103.534
| Battery | Current policies | $/kWh | 266 | 261.1527 | 256.4279 | 253.2691 | 250.514 | 248.44 | 241.6842 | 234.6214 | 227.7003 | 221.0001 | 214.4873 | 208.167 | 202.0343 | 196.0846 | 190.3099 | 184.3464 | 181.9324 | 179.8616 | 178.2641 | 176.8851 | 175.7931 | 174.8508 | 174.0898 | 173.4615 | 172.9418 | 172.533 | 172.1907 | 172.31 | 171.6784 | 171.7981 | 171.3177 | 171.438
|  | Global NZE post 2050 | $/kWh | 266 | 243.9106 | 227.2637 | 215.2343 | 205.6297 | 198.543 | 193.8451 | 189.184 | 184.5736 | 180.0868 | 175.7148 | 171.4497 | 167.2897 | 163.2329 | 159.2747 | 155.4146 | 154.0944 | 152.9413 | 152.0501 | 151.2688 | 150.6524 | 150.1253 | 149.7081 | 149.3738 | 149.1085 | 148.9091 | 148.7499 | 148.9022 | 148.551 | 148.7045 | 148.4477 | 148.6024
|  | Global NZE by 2050 | $/kWh | 266 | 226.6849 | 198.1252 | 177.2607 | 160.8814 | 148.7996 | 141.6469 | 134.7546 | 128.1229 | 121.8236 | 115.8423 | 110.1563 | 104.7513 | 99.6139 | 94.7294 | 90.0865 | 89.799 | 89.5593 | 89.4015 | 89.2813 | 89.2142 | 89.1741 | 89.1698 | 89.1921 | 89.2373 | 89.3061 | 89.3816 | 89.5572 | 89.5796 | 89.7584 | 89.8116 | 89.9936
| BOP | Current policies | $/kWh | 52.026 | 47.9 | 44.039 | 40.5974 | 36.5677 | 35.974 | 34.7269 | 33.472 | 33.3208 | 33.0364 | 32.47 | 31.8441 | 31.2111 | 30.5603 | 29.9783 | 29.4261 | 28.9878 | 28.7912 | 28.6076 | 28.0719 | 27.6754 | 27.3917 | 27.1657 | 27.0045 | 26.8395 | 26.7118 | 26.6081 | 26.6266 | 26.5 | 26.5185 | 26.4164 | 26.4349
|  | Global NZE post 2050 | $/kWh | 52.026 | 45.0559 | 39.1067 | 34.2077 | 29.6224 | 27.2459 | 26.9392 | 26.5543 | 26.1663 | 25.7856 | 25.4113 | 25.0425 | 24.6792 | 24.3216 | 23.9692 | 23.6222 | 23.2805 | 22.9389 | 22.6023 | 22.2709 | 21.9444 | 21.6228 | 21.306 | 20.994 | 20.6867 | 20.3839 | 20.0857 | 19.7901 | 19.4989 | 19.2121 | 18.9295 | 19.9396
|  | Global NZE by 2050 | $/kWh | 52.026 | 42.2148 | 34.1789 | 27.8272 | 22.6953 | 18.5296 | 15.1307 | 14.8676 | 14.518 | 14.1113 | 13.8742 | 13.7136 | 13.5956 | 13.5129 | 13.457 | 13.414 | 13.3838 | 13.3593 | 13.3443 | 13.335 | 13.3333 | 13.3358 | 13.3437 | 13.3556 | 13.371 | 13.39 | 13.3807 | 13.4204 | 13.4377 | 13.4781 | 13.4993 | 13.5404
Battery storage (24 hrs) | Total | Current policies | $/kWh | 292.013 | 285.1027 | 278.4473 | 273.5678 | 268.7979 | 266.427 | 259.0476 | 251.3574 | 244.3608 | 237.5183 | 230.7223 | 224.0891 | 217.6398 | 211.3647 | 205.2991 | 199.0594 | 196.4263 | 194.2573 | 192.5679 | 190.9211 | 189.6308 | 188.5466 | 187.6727 | 186.9638 | 186.3616 | 185.8889 | 185.4948 | 185.6233 | 184.9284 | 185.0573 | 184.5259 | 184.6554
|  | Global NZE post 2050 | $/kWh | 292.013 | 266.4385 | 246.8171 | 232.3381 | 220.4409 | 212.166 | 207.3147 | 202.4612 | 197.6568 | 192.9797 | 188.4204 | 183.971 | 179.6293 | 175.3937 | 171.2593 | 167.2257 | 165.7346 | 164.4108 | 163.3512 | 162.4042 | 161.6247 | 160.9367 | 160.3611 | 159.8708 | 159.4518 | 159.1011 | 158.7927 | 158.7972 | 158.3004 | 158.3105 | 157.9124 | 158.5722
|  | Global NZE by 2050 | $/kWh | 292.013 | 247.7923 | 215.2146 | 191.1743 | 172.229 | 158.0644 | 149.2122 | 142.1884 | 135.3819 | 128.8793 | 122.7794 | 117.0131 | 111.5491 | 106.3703 | 101.4579 | 96.7936 | 96.4909 | 96.239 | 96.0736 | 95.9488 | 95.8808 | 95.842 | 95.8416 | 95.8699 | 95.9228 | 96.0011 | 96.072 | 96.2674 | 96.2985 | 96.4974 | 96.5612 | 96.7638
| Battery | Current policies | $/kWh | 266 | 261.1527 | 256.4279 | 253.2691 | 250.514 | 248.44 | 241.6842 | 234.6214 | 227.7003 | 221.0001 | 214.4873 | 208.167 | 202.0343 | 196.0846 | 190.3099 | 184.3464 | 181.9324 | 179.8616 | 178.2641 | 176.8851 | 175.7931 | 174.8508 | 174.0898 | 173.4615 | 172.9418 | 172.533 | 172.1907 | 172.31 | 171.6784 | 171.7981 | 171.3177 | 171.438
|  | Global NZE post 2050 | $/kWh | 266 | 243.9106 | 227.2637 | 215.2343 | 205.6297 | 198.543 | 193.8451 | 189.184 | 184.5736 | 180.0868 | 175.7148 | 171.4497 | 167.2897 | 163.2329 | 159.2747 | 155.4146 | 154.0944 | 152.9413 | 152.0501 | 151.2688 | 150.6524 | 150.1253 | 149.7081 | 149.3738 | 149.1085 | 148.9091 | 148.7499 | 148.9022 | 148.551 | 148.7045 | 148.4477 | 148.6024
|  | Global NZE by 2050 | $/kWh | 266 | 226.6849 | 198.1252 | 177.2607 | 160.8814 | 148.7996 | 141.6469 | 134.7546 | 128.1229 | 121.8236 | 115.8423 | 110.1563 | 104.7513 | 99.6139 | 94.7294 | 90.0865 | 89.799 | 89.5593 | 89.4015 | 89.2813 | 89.2142 | 89.1741 | 89.1698 | 89.1921 | 89.2373 | 89.3061 | 89.3816 | 89.5572 | 89.5796 | 89.7584 | 89.8116 | 89.9936
| BOP | Current policies | $/kWh | 26.013 | 23.95 | 22.0195 | 20.2987 | 18.2839 | 17.987 | 17.3635 | 16.736 | 16.6604 | 16.5182 | 16.235 | 15.9221 | 15.6055 | 15.2802 | 14.9892 | 14.7131 | 14.4939 | 14.3956 | 14.3038 | 14.036 | 13.8377 | 13.6958 | 13.5828 | 13.5023 | 13.4197 | 13.3559 | 13.3041 | 13.3133 | 13.25 | 13.2592 | 13.2082 | 13.2175
|  | Global NZE post 2050 | $/kWh | 26.013 | 22.5279 | 19.5533 | 17.1038 | 14.8112 | 13.623 | 13.4696 | 13.2772 | 13.0832 | 12.8928 | 12.7056 | 12.5212 | 12.3396 | 12.1608 | 11.9846 | 11.8111 | 11.6403 | 11.4694 | 11.3012 | 11.1355 | 10.9722 | 10.8114 | 10.653 | 10.497 | 10.3433 | 10.192 | 10.0429 | 9.895 | 9.7494 | 9.606 | 9.4648 | 9.9698
|  | Global NZE by 2050 | $/kWh | 26.013 | 21.1074 | 17.0894 | 13.9136 | 11.3476 | 9.2648 | 7.5653 | 7.4338 | 7.259 | 7.0557 | 6.9371 | 6.8568 | 6.7978 | 6.7564 | 6.7285 | 6.707 | 6.6919 | 6.6797 | 6.6721 | 6.6675 | 6.6667 | 6.6679 | 6.6718 | 6.6778 | 6.6855 | 6.695 | 6.6903 | 6.7102 | 6.7188 | 6.739 | 6.7497 | 6.7702
Pumped hydro
Global NZE post 2050 |  |  | 2025 | 2026 | 2027 | 2028 | 2029 | 2030 | 2031 | 2032 | 2033 | 2034 | 2035 | 2036 | 2037 | 2038 | 2039 | 2040 | 2041 | 2042 | 2043 | 2044 | 2045 | 2046 | 2047 | 2048 | 2049 | 2050 | 2051 | 2052 | 2053 | 2054 | 2055
$/kW | 10hrs | 7676.7677 | 7530.3783 | 7387.0394 | 7243.8677 | 7093.8763 | 6943.8432 | 6793.746 | 6838.8681 | 6874.2769 | 6911.0855 | 6948.7542 | 6986.7209 | 7025.0962 | 7064.0699 | 7103.2401 | 7142.9848 | 7183.2456 | 7213.9903 | 7244.9511 | 7276.1457 | 7307.4658 | 7339.0002 | 7370.7192 | 7402.624 | 7434.7159 | 7466.9961 | 7499.4658 | 7527.696 | 7556.0625 | 7584.5662 | 7613.2075 | 7641.9872
| 24hrs | 6496.2121 | 6372.335 | 6251.0391 | 6129.8847 | 6002.9594 | 5875.9989 | 5748.9841 | 5787.1672 | 5817.1307 | 5848.2788 | 5880.1547 | 5912.2828 | 5944.7566 | 5977.7368 | 6010.8833 | 6044.5159 | 6078.5853 | 6104.602 | 6130.8015 | 6157.199 | 6183.7026 | 6210.3875 | 6237.2286 | 6264.2271 | 6291.3838 | 6318.6998 | 6346.1763 | 6370.0651 | 6394.0694 | 6418.1896 | 6442.4264 | 6466.7803
| 48hrs | 7821.9697 | 7672.8115 | 7526.7614 | 7380.8816 | 7228.0532 | 7075.1823 | 6922.2462 | 6968.2217 | 7004.3003 | 7041.8051 | 7080.1863 | 7118.8711 | 7157.9722 | 7197.6831 | 7237.5942 | 7278.0906 | 7319.1129 | 7350.4391 | 7381.9855 | 7413.7702 | 7445.6827 | 7477.8135 | 7510.1324 | 7542.6407 | 7575.3396 | 7608.2304 | 7641.3143 | 7670.0784 | 7698.9815 | 7728.0242 | 7757.2073 | 7786.5314
$/kWh | 10hrs | 767.6768 | 753.0378 | 738.7039 | 724.3868 | 709.3876 | 694.3843 | 679.3746 | 683.8868 | 687.4277 | 691.1086 | 694.8754 | 698.6721 | 702.5096 | 706.407 | 710.324 | 714.2985 | 718.3246 | 721.399 | 724.4951 | 727.6146 | 730.7466 | 733.9 | 737.0719 | 740.2624 | 743.4716 | 746.6996 | 749.9466 | 752.7696 | 755.6063 | 758.4566 | 761.3207 | 764.1987
| 24hrs | 270.6755 | 265.514 | 260.46 | 255.4119 | 250.1233 | 244.8333 | 239.541 | 241.132 | 242.3804 | 243.6783 | 245.0064 | 246.3451 | 247.6982 | 249.0724 | 250.4535 | 251.8548 | 253.2744 | 254.3584 | 255.4501 | 256.55 | 257.6543 | 258.7661 | 259.8845 | 261.0095 | 262.141 | 263.2792 | 264.424 | 265.4194 | 266.4196 | 267.4246 | 268.4344 | 269.4492
| 48hrs | 162.9577 | 159.8502 | 156.8075 | 153.7684 | 150.5844 | 147.3996 | 144.2135 | 145.1713 | 145.9229 | 146.7043 | 147.5039 | 148.3098 | 149.1244 | 149.9517 | 150.7832 | 151.6269 | 152.4815 | 153.1341 | 153.7914 | 154.4535 | 155.1184 | 155.7878 | 156.4611 | 157.1383 | 157.8196 | 158.5048 | 159.194 | 159.7933 | 160.3954 | 161.0005 | 161.6085 | 162.2194
| Economic life | Construction time | 2025: Efficiency; 2026: O&M fixed; 2027: O&M variable; 2028: CO2 storage; 2030: Capital; 2031: Fuel; 2032: Capacity factor; 2034: Capital; 2035: Fuel; 2036: Capacity factor
| Years | Years | 2026: $/kW; 2027: $/MWh; 2028: $/MWh; 2030: $/kW; 2031: $/GJ; 2034: $/kW; 2035: $/GJ
2024
Gas with CCS | 25 | 2 | 2025: 43.9%; 2026: 22.542; 2027: 8; 2028: 8.6931; 2030: 5802.0332; 2031: 13.5161; 2032: 89%; 2034: 5802.0332; 2035: 19.7997; 2036: 53%
Gas combined cycle | 25 | 2 | 2025: 50.9%; 2026: 15.028; 2027: 4.1; 2028: 0; 2030: 2455.3736; 2031: 13.5161; 2032: 89%; 2034: 2455.3736; 2035: 19.7997; 2036: 53%
Gas open cycle (small) | 25 | 1.5 | 2025: 35.94%; 2026: 17.368; 2027: 16.1; 2028: 0; 2030: 2426.2814; 2031: 13.5161; 2032: 20%; 2034: 2426.2814; 2035: 19.7997; 2036: 20%
Gas open cycle (large) | 25 | 1.5 | 2025: 33.3%; 2026: 14.066; 2027: 8.1; 2028: 0; 2030: 1309.9807; 2031: 13.5161; 2032: 20%; 2034: 1309.9807; 2035: 19.7997; 2036: 20%
Gas reciprocating | 25 | 1.1154 | 2025: 40.9%; 2026: 29.383; 2027: 8.51; 2028: 0; 2030: 1979.985; 2031: 13.5161; 2032: 20%; 2034: 1979.985; 2035: 19.7997; 2036: 20%
Hydrogen reciprocating | 25 | 1 | 2025: 32%; 2026: 33; 2027: 0; 2028: 0; 2030: 2071; 2031: 40.7246; 2032: 20%; 2034: 2071; 2035: 41.9018; 2036: 20%
Black coal with CCS | 30 | 2 | 2025: 30.05%; 2026: 94.838; 2027: 8.85; 2028: 14.3061; 2030: 12262.9846; 2031: 3.0593; 2032: 89%; 2034: 12262.9846; 2035: 4.5511; 2036: 53%
Black coal | 30 | 2 | 2025: 42.12%; 2026: 64.851; 2027: 4.68; 2028: 0; 2030: 6037.1995; 2031: 3.0593; 2032: 89%; 2034: 6037.1995; 2035: 4.5511; 2036: 53%
Brown coal | 30 | 4 | 2025: 31.75%; 2026: 69; 2027: 5.27; 2028: 0; 2030: 9321.2792; 2031: 0.63; 2032: 89%; 2034: 9321.2792; 2035: 0.65; 2036: 53%
Nuclear SMR | 30 | 4.4167 | 2025: 33%; 2026: 200; 2027: 5.33; 2028: 0; 2030: 29667.078; 2031: 1.0929; 2032: 89%; 2034: 29667.078; 2035: 1.3357; 2036: 53%
Nuclear large-scale | 30 | 5.75 | 2025: 33%; 2026: 200; 2027: 5.33; 2028: 0; 2030: 8983.89; 2031: 1.0929; 2032: 89%; 2034: 8983.89; 2035: 1.3357; 2036: 53%
Solar thermal | 30 | 1.75 | 2025: 100%; 2026: 124.17; 2027: 0; 2028: 0; 2030: 8278; 2031: 0; 2032: 71.4%; 2034: 8179; 2035: 0; 2036: 56.6%
Large scale solar PV | 30 | 0.5 | 2025: 100%; 2026: 12; 2027: 0; 2028: 0; 2030: 1462.8; 2031: 0; 2032: 32%; 2034: 1462.8; 2035: 0; 2036: 19%
Wind onshore | 25 | 1 | 2025: 100%; 2026: 28; 2027: 0; 2028: 0; 2030: 3350.7649; 2031: 0; 2032: 48%; 2034: 3350.7649; 2035: 0; 2036: 29%
Wind offshore | 25 | 3 | 2025: 100%; 2026: 174.573; 2027: 0; 2028: 0; 2030: 4710.125; 2031: 0; 2032: 52%; 2034: 4710.125; 2035: 0; 2036: 40%
2030
Gas with CCS | 25 | 2 | 2025: 43.9%; 2026: 22.542; 2027: 8; 2028: 8.6931; 2030: 4821.8518; 2031: 9.4306; 2032: 89%; 2034: 5170.1199; 2035: 16.529; 2036: 53%
Gas combined cycle | 25 | 2 | 2025: 50.9%; 2026: 15.028; 2027: 4.1; 2028: 0; 2030: 1917.1678; 2031: 9.4306; 2032: 89%; 2034: 2113.0857; 2035: 16.529; 2036: 53%
Gas open cycle (small) | 25 | 1.5 | 2025: 35.94%; 2026: 17.368; 2027: 16.1; 2028: 0; 2030: 1788.5919; 2031: 9.4306; 2032: 20%; 2034: 2064.6929; 2035: 16.529; 2036: 20%
Gas open cycle (large) | 25 | 1.5 | 2025: 33.3%; 2026: 14.066; 2027: 8.1; 2028: 0; 2030: 965.6839; 2031: 9.4306; 2032: 20%; 2034: 1114.7543; 2035: 16.529; 2036: 20%
Gas reciprocating | 25 | 1.1154 | 2025: 40.9%; 2026: 29.383; 2027: 8.51; 2028: 0; 2030: 1944.8578; 2031: 9.4306; 2032: 20%; 2034: 1984.5869; 2035: 16.529; 2036: 20%
Hydrogen reciprocating | 25 | 1 | 2025: 32%; 2026: 33; 2027: 0; 2028: 0; 2030: 2122.4051; 2031: 37.7187; 2032: 20%; 2034: 2101.644; 2035: 40.8532; 2036: 20%
Black coal with CCS | 30 | 2 | 2025: 30.05%; 2026: 94.838; 2027: 8.85; 2028: 14.3061; 2030: 10696.2505; 2031: 3.1492; 2032: 89%; 2034: 10901.3806; 2035: 5.48; 2036: 53%
Black coal | 30 | 2 | 2025: 42.12%; 2026: 64.851; 2027: 4.68; 2028: 0; 2030: 5299.1944; 2031: 3.1492; 2032: 89%; 2034: 5441.4142; 2035: 5.48; 2036: 53%
Brown coal | 30 | 4 | 2025: 31.75%; 2026: 69; 2027: 5.27; 2028: 0; 2030: 7942.3921; 2031: 0.67; 2032: 89%; 2034: 8168.6347; 2035: 0.67; 2036: 53%
Nuclear SMR | 30 | 4.4167 | 2025: 33%; 2026: 200; 2027: 5.33; 2028: 0; 2030: 20699.8494; 2031: 0.79643; 2032: 89%; 2034: 23925.1575; 2035: 1.0179; 2036: 53%
Nuclear large-scale | 30 | 5.75 | 2025: 33%; 2026: 200; 2027: 5.33; 2028: 0; 2030: 8736.2395; 2031: 0.79643; 2032: 89%; 2034: 8919.2151; 2035: 1.0179; 2036: 53%
Solar thermal | 30 | 1.75 | 2025: 100%; 2026: 124.17; 2027: 0; 2028: 0; 2030: 8275.8182; 2031: 0; 2032: 71.4%; 2034: 8613.6195; 2035: 0; 2036: 56.6%
Large scale solar PV | 30 | 0.5 | 2025: 100%; 2026: 12; 2027: 0; 2028: 0; 2030: 1026.6265; 2031: 0; 2032: 32%; 2034: 1123.4912; 2035: 0; 2036: 19%
Wind onshore | 25 | 1 | 2025: 100%; 2026: 28; 2027: 0; 2028: 0; 2030: 2616.2118; 2031: 0; 2032: 48%; 2034: 2646.089; 2035: 0; 2036: 29%
Wind offshore | 25 | 3 | 2025: 100%; 2026: 174.573; 2027: 0; 2028: 0; 2030: 3180.4057; 2031: 0; 2032: 54%; 2034: 4654.3696; 2035: 0; 2036: 40%
2040
Gas with CCS | 25 | 2 | 2025: 43.9%; 2026: 22.542; 2027: 8; 2028: 8.6931; 2030: 4579.6514; 2031: 9.2266; 2032: 89%; 2034: 4795.6183; 2035: 16.0955; 2036: 53%
Gas combined cycle | 25 | 2 | 2025: 50.9%; 2026: 15.028; 2027: 4.1; 2028: 0; 2030: 1904.3945; 2031: 9.2266; 2032: 89%; 2034: 1953.4837; 2035: 16.0955; 2036: 53%
Gas open cycle (small) | 25 | 1.5 | 2025: 35.94%; 2026: 17.368; 2027: 16.1; 2028: 0; 2030: 1734.1811; 2031: 9.2266; 2032: 20%; 2034: 1774.8001; 2035: 16.0955; 2036: 20%
Gas open cycle (large) | 25 | 1.5 | 2025: 33.3%; 2026: 14.066; 2027: 8.1; 2028: 0; 2030: 936.3067; 2031: 9.2266; 2032: 20%; 2034: 958.2375; 2035: 16.0955; 2036: 20%
Gas reciprocating | 25 | 1.1154 | 2025: 40.9%; 2026: 29.383; 2027: 8.51; 2028: 0; 2030: 2005.7958; 2031: 9.2266; 2032: 20%; 2034: 2074.4388; 2035: 16.0955; 2036: 20%
Hydrogen reciprocating | 25 | 1 | 2025: 32%; 2026: 33; 2027: 0; 2028: 0; 2030: 2250.8387; 2031: 30.9781; 2032: 20%; 2034: 2176.3586; 2035: 36.5751; 2036: 20%
Black coal with CCS | 30 | 2 | 2025: 30.05%; 2026: 94.838; 2027: 8.85; 2028: 14.3061; 2030: 11020.026; 2031: 2.9408; 2032: 89%; 2034: 11027.6265; 2035: 4.57; 2036: 53%
Black coal | 30 | 2 | 2025: 42.12%; 2026: 64.851; 2027: 4.68; 2028: 0; 2030: 5500.3541; 2031: 2.9408; 2032: 89%; 2034: 5777.2257; 2035: 4.57; 2036: 53%
Brown coal | 30 | 4 | 2025: 31.75%; 2026: 69; 2027: 5.27; 2028: 0; 2030: 8274.8424; 2031: 0.72; 2032: 89%; 2034: 8658.3073; 2035: 0.73; 2036: 53%
Nuclear SMR | 30 | 4.4167 | 2025: 33%; 2026: 200; 2027: 5.33; 2028: 0; 2030: 16581.7443; 2031: 0.5; 2032: 89%; 2034: 19646.36; 2035: 0.7; 2036: 53%
Nuclear large-scale | 30 | 5.75 | 2025: 33%; 2026: 200; 2027: 5.33; 2028: 0; 2030: 9101.9185; 2031: 0.5; 2032: 89%; 2034: 9523.7109; 2035: 0.7; 2036: 53%
Solar thermal | 30 | 1.75 | 2025: 100%; 2026: 124.17; 2027: 0; 2028: 0; 2030: 7055.3371; 2031: 0; 2032: 71.4%; 2034: 8599.5141; 2035: 0; 2036: 56.6%
Large scale solar PV | 30 | 0.5 | 2025: 100%; 2026: 12; 2027: 0; 2028: 0; 2030: 712.7557; 2031: 0; 2032: 32%; 2034: 1024.2017; 2035: 0; 2036: 19%
Wind onshore | 25 | 1 | 2025: 100%; 2026: 28; 2027: 0; 2028: 0; 2030: 2123.4866; 2031: 0; 2032: 48%; 2034: 2163.1109; 2035: 0; 2036: 29%
Wind offshore | 25 | 3 | 2025: 100%; 2026: 174.573; 2027: 0; 2028: 0; 2030: 3066.8243; 2031: 0; 2032: 57%; 2034: 4690.1383; 2035: 0; 2036: 40%
2050
Gas with CCS | 25 | 2 | 2025: 43.9%; 2026: 22.542; 2027: 8; 2028: 8.6931; 2030: 4620.7844; 2031: 9.2266; 2032: 89%; 2034: 4653.4386; 2035: 16.0955; 2036: 53%
Gas combined cycle | 25 | 2 | 2025: 50.9%; 2026: 15.028; 2027: 4.1; 2028: 0; 2030: 1940.4417; 2031: 9.2266; 2032: 89%; 2034: 2022.6243; 2035: 16.0955; 2036: 53%
Gas open cycle (small) | 25 | 1.5 | 2025: 35.94%; 2026: 17.368; 2027: 16.1; 2028: 0; 2030: 1764.0084; 2031: 9.2266; 2032: 20%; 2034: 1832.0107; 2035: 16.0955; 2036: 20%
Gas open cycle (large) | 25 | 1.5 | 2025: 33.3%; 2026: 14.066; 2027: 8.1; 2028: 0; 2030: 952.4109; 2031: 9.2266; 2032: 20%; 2034: 989.1262; 2035: 16.0955; 2036: 20%
Gas reciprocating | 25 | 1.1154 | 2025: 40.9%; 2026: 29.383; 2027: 8.51; 2028: 0; 2030: 2052.2513; 2031: 9.2266; 2032: 20%; 2034: 2167.1699; 2035: 16.0955; 2036: 20%
Hydrogen reciprocating | 25 | 1 | 2025: 32%; 2026: 33; 2027: 0; 2028: 0; 2030: 2351.4551; 2031: 28.4789; 2032: 20%; 2034: 2226.7644; 2035: 35.8036; 2036: 20%
Black coal with CCS | 30 | 2 | 2025: 30.05%; 2026: 94.838; 2027: 8.85; 2028: 14.3061; 2030: 11026.3834; 2031: 2.9408; 2032: 89%; 2034: 11373.7032; 2035: 4.57; 2036: 53%
Black coal | 30 | 2 | 2025: 42.12%; 2026: 64.851; 2027: 4.68; 2028: 0; 2030: 5635.1449; 2031: 2.9408; 2032: 89%; 2034: 6111.126; 2035: 4.57; 2036: 53%
Brown coal | 30 | 4 | 2025: 31.75%; 2026: 69; 2027: 5.27; 2028: 0; 2030: 8516.7454; 2031: 0.72; 2032: 89%; 2034: 9158.7225; 2035: 0.73; 2036: 53%
Nuclear SMR | 30 | 4.4167 | 2025: 33%; 2026: 200; 2027: 5.33; 2028: 0; 2030: 17176.3367; 2031: 0.5; 2032: 89%; 2034: 17540.1022; 2035: 0.7; 2036: 53%
Nuclear large-scale | 30 | 5.75 | 2025: 33%; 2026: 200; 2027: 5.33; 2028: 0; 2030: 9367.9999; 2031: 0.5; 2032: 89%; 2034: 10074.143; 2035: 0.7; 2036: 53%
Solar thermal | 30 | 1.75 | 2025: 100%; 2026: 124.17; 2027: 0; 2028: 0; 2030: 6688.2516; 2031: 0; 2032: 71.4%; 2034: 7708.7382; 2035: 0; 2036: 56.6%
Large scale solar PV | 30 | 0.5 | 2025: 100%; 2026: 12; 2027: 0; 2028: 0; 2030: 647.2735; 2031: 0; 2032: 32%; 2034: 933.687; 2035: 0; 2036: 19%
Wind onshore | 25 | 1 | 2025: 100%; 2026: 28; 2027: 0; 2028: 0; 2030: 2064.78; 2031: 0; 2032: 48%; 2034: 2107.6707; 2035: 0; 2036: 29%
Wind offshore | 25 | 3 | 2025: 100%; 2026: 174.573; 2027: 0; 2028: 0; 2030: 3112.3798; 2031: 0; 2032: 61%; 2034: 4724.3172; 2035: 0; 2036: 40%
Scale of plant sourced from Aurecon(2025) where available
FOAK premium on capital cost based on GenCost FOAK premium table
2 projects in same location except for NucLarge which is spread over two locations
| Construction time | Premium | 2029: MW; 2030: $/MW
Technology | Years | First project | 2025: Second project; 2029: FOAKProjCap; 2030: FOAKProjCapCost
Gas with CCS | 2 | 42% | 2025: 21%; 2027: USCBlackCCS; 2028: CNSW; 2029: 1154; 2030: 18971947.4906; 2031: Both projects
Black coal with CCS | 2 | 42% | 2025: 21%; 2027: CCGTgasCCS; 2028: SEV; 2029: 638; 2030: 8072947.4717; 2031: Both projects
Nuclear SMR | 4.4 | 92% | 2025: 46%; 2027: NucSMR; 2028: CSA; 2029: 600; 2030: 40284894.3333; 2031: Both projects
Nuclear large-scale | 5.8 | 120% | 2025: 60%; 2027: NucLarge; 2028: CNSW; 2029: 1000; 2030: 21209944; 2031: First project
Solar thermal | 1.8 | 37% | 2025: 18%; 2027: NucLarge; 2028: SEV; 2029: 1000; 2030: 15443397.5; 2031: Second project
Wind offshore | 3 | 63% | 2025: 31%; 2027: WindOffFix; 2028: SEV; 2029: 2304; 2030: 7943397.1618; 2031: Both projects
[5 empty] | WindOffFloat | SNW | 830 | 9492717.1618 | Both projects
Additional FOAK premium on CCS storage infrastructure
CO2 storage
| $/MWh | $/MW pa | 2025: $/MW upfront; 2026: Total of premiums
USCBlackCCS | 14.3061 | 88978.0692 | 2025: 1104132.5248; 2026: 695603.4906
CCGTgasCCS | 8.6931 | 54067.4324 | 2025: 630079.3202; 2026: 396949.9717

## StoCapitalCost-GloCurrPol
Notes: | Needs to be multiplied by 1000 since ElecStoCapCost(GenTech) is in $/MWh
Description: | electricity storage capacity cost in $/MWh
Table: | ElecStoCapCost(ElecStoTech)
Units: | $/kWh | $/kWh | $/kWh | $/kWh | $/kWh | $/kWh | $/kWh | $/kWh | $/kWh | $/kWh | $/kWh | $/kWh | $/kWh | $/kWh | $/kWh | $/kWh | $/kWh | $/kWh | $/kWh | $/kWh | $/kWh | $/kWh | $/kWh | $/kWh | $/kWh | $/kWh | $/kWh | $/kWh | $/kWh | $/kWh | $/kWh | $/kWh
| 2024 | 2025 | 2026 | 2027 | 2028 | 2029 | 2030 | 2031 | 2032 | 2033 | 2034 | 2035 | 2036 | 2037 | 2038 | 2039 | 2040 | 2041 | 2042 | 2043 | 2044 | 2045 | 2046 | 2047 | 2048 | 2049 | 2050 | 2051 | 2052 | 2053 | 2054 | 2055
BattStor02 | 608 | 579.7276 | 553.0853 | 530.0812 | 504.2027 | 498.6087 | 483.7504 | 468.4753 | 459.6325 | 450.2885 | 439.5585 | 428.7117 | 418.0383 | 407.4749 | 397.5037 | 387.4697 | 382.309 | 378.7779 | 375.8843 | 371.2403 | 367.732 | 365.0461 | 362.9056 | 361.2934 | 359.7884 | 358.6287 | 357.6862 | 357.9284 | 356.4448 | 356.6876 | 355.5248 | 355.7686
BattStor04 | 423 | 406.406 | 390.6981 | 377.6408 | 363.3093 | 359.5331 | 349.0498 | 338.2252 | 330.7129 | 323.044 | 314.7573 | 306.4964 | 298.406 | 290.4517 | 282.8735 | 275.1833 | 271.4888 | 268.7988 | 266.6353 | 263.6851 | 261.4315 | 259.6573 | 258.2365 | 257.1394 | 256.1433 | 255.3693 | 254.7335 | 254.9081 | 253.8883 | 254.0634 | 253.2707 | 253.4466
BattStor08 | 344 | 332.9668 | 322.4533 | 314.1348 | 305.3383 | 302.3741 | 293.7485 | 284.8043 | 277.6566 | 270.5299 | 263.1679 | 255.9093 | 248.8275 | 241.9022 | 235.2549 | 228.4635 | 225.3923 | 223.0269 | 221.1541 | 218.972 | 217.2854 | 215.9178 | 214.818 | 213.9481 | 213.181 | 212.5807 | 212.083 | 212.23 | 211.4085 | 211.5559 | 210.9225 | 211.0705
HydPump10 | 767.6768 | 753.0378 | 738.7039 | 724.3868 | 709.3876 | 694.3843 | 679.3746 | 683.8868 | 687.4277 | 691.1086 | 694.8754 | 698.6721 | 702.5096 | 706.407 | 710.324 | 714.2985 | 718.3246 | 721.399 | 724.4951 | 727.6146 | 730.7466 | 733.9 | 737.0719 | 740.2624 | 743.4716 | 746.6996 | 749.9466 | 752.7696 | 755.6063 | 758.4566 | 761.3207 | 764.1987
HydPump24 | 270.6755 | 265.514 | 260.46 | 255.4119 | 250.1233 | 244.8333 | 239.541 | 241.132 | 242.3804 | 243.6783 | 245.0064 | 246.3451 | 247.6982 | 249.0724 | 250.4535 | 251.8548 | 253.2744 | 254.3584 | 255.4501 | 256.55 | 257.6543 | 258.7661 | 259.8845 | 261.0095 | 262.141 | 263.2792 | 264.424 | 265.4194 | 266.4196 | 267.4246 | 268.4344 | 269.4492
HydPump48 | 162.9577 | 159.8502 | 156.8075 | 153.7684 | 150.5844 | 147.3996 | 144.2135 | 145.1713 | 145.9229 | 146.7043 | 147.5039 | 148.3098 | 149.1244 | 149.9517 | 150.7832 | 151.6269 | 152.4815 | 153.1341 | 153.7914 | 154.4535 | 155.1184 | 155.7878 | 156.4611 | 157.1383 | 157.8196 | 158.5048 | 159.194 | 159.7933 | 160.3954 | 161.0005 | 161.6085 | 162.2194

## StoCapitalCost-GloNZEby2050
Notes: | Needs to be multiplied by 1000 since ElecStoCapCost(GenTech) is in $/MWh
Description: | electricity storage capacity cost in $/MWh
Table: | ElecStoCapCost(ElecStoTech)
Units: | $/kWh | $/kWh | $/kWh | $/kWh | $/kWh | $/kWh | $/kWh | $/kWh | $/kWh | $/kWh | $/kWh | $/kWh | $/kWh | $/kWh | $/kWh | $/kWh | $/kWh | $/kWh | $/kWh | $/kWh | $/kWh | $/kWh | $/kWh | $/kWh | $/kWh | $/kWh | $/kWh | $/kWh | $/kWh | $/kWh | $/kWh | $/kWh
| 2024 | 2025 | 2026 | 2027 | 2028 | 2029 | 2030 | 2031 | 2032 | 2033 | 2034 | 2035 | 2036 | 2037 | 2038 | 2039 | 2040 | 2041 | 2042 | 2043 | 2044 | 2045 | 2046 | 2047 | 2048 | 2049 | 2050 | 2051 | 2052 | 2053 | 2054 | 2055
BattStor02 | 608 | 506.8144 | 428.1911 | 367.662 | 319.3068 | 281.4851 | 253.8319 | 244.2767 | 234.5356 | 224.857 | 216.5125 | 208.9484 | 201.9542 | 195.4747 | 189.444 | 183.7699 | 183.3539 | 182.9526 | 182.7023 | 182.5304 | 182.4645 | 182.4554 | 182.5191 | 182.638 | 182.8047 | 183.0196 | 183.0816 | 183.5099 | 183.6271 | 184.063 | 184.2394 | 184.6831
BattStor04 | 423 | 354.5912 | 302.3026 | 262.6213 | 231.0496 | 206.6724 | 189.5746 | 181.74 | 173.9249 | 166.2867 | 159.4612 | 153.1585 | 147.2661 | 141.7501 | 136.5708 | 131.6766 | 131.3207 | 131.009 | 130.8089 | 130.6647 | 130.5969 | 130.5693 | 130.5939 | 130.6579 | 130.7558 | 130.8881 | 130.9464 | 131.2395 | 131.3096 | 131.608 | 131.7213 | 132.025
BattStor08 | 344 | 289.9754 | 249.3678 | 218.9806 | 194.9073 | 176.58 | 164.3316 | 157.0449 | 149.8891 | 142.98 | 136.6432 | 130.7164 | 125.1344 | 119.873 | 114.9048 | 110.1975 | 109.8647 | 109.5884 | 109.4079 | 109.2739 | 109.2041 | 109.1679 | 109.1753 | 109.2154 | 109.2838 | 109.381 | 109.4426 | 109.6778 | 109.7261 | 109.9654 | 110.0504 | 110.2941
HydPump10 | 767.6768 | 753.0378 | 738.7039 | 724.3868 | 709.3876 | 694.3843 | 679.3746 | 683.8868 | 687.4277 | 691.1086 | 694.8754 | 698.6721 | 702.5096 | 706.407 | 710.324 | 714.2985 | 718.3246 | 721.399 | 724.4951 | 727.6146 | 730.7466 | 733.9 | 737.0719 | 740.2624 | 743.4716 | 746.6996 | 749.9466 | 752.7696 | 755.6063 | 758.4566 | 761.3207 | 764.1987
HydPump24 | 270.6755 | 265.514 | 260.46 | 255.4119 | 250.1233 | 244.8333 | 239.541 | 241.132 | 242.3804 | 243.6783 | 245.0064 | 246.3451 | 247.6982 | 249.0724 | 250.4535 | 251.8548 | 253.2744 | 254.3584 | 255.4501 | 256.55 | 257.6543 | 258.7661 | 259.8845 | 261.0095 | 262.141 | 263.2792 | 264.424 | 265.4194 | 266.4196 | 267.4246 | 268.4344 | 269.4492
HydPump48 | 162.9577 | 159.8502 | 156.8075 | 153.7684 | 150.5844 | 147.3996 | 144.2135 | 145.1713 | 145.9229 | 146.7043 | 147.5039 | 148.3098 | 149.1244 | 149.9517 | 150.7832 | 151.6269 | 152.4815 | 153.1341 | 153.7914 | 154.4535 | 155.1184 | 155.7878 | 156.4611 | 157.1383 | 157.8196 | 158.5048 | 159.194 | 159.7933 | 160.3954 | 161.0005 | 161.6085 | 162.2194

## StoCapitalCost-GloNZEpost2050
Notes: | Needs to be multiplied by 1000 since ElecStoCapCost(GenTech) is in $/MWh
Description: | electricity storage capacity cost in $/MWh
Table: | ElecStoCapCost(ElecStoTech)
Units: | $/kWh | $/kWh | $/kWh | $/kWh | $/kWh | $/kWh | $/kWh | $/kWh | $/kWh | $/kWh | $/kWh | $/kWh | $/kWh | $/kWh | $/kWh | $/kWh | $/kWh | $/kWh | $/kWh | $/kWh | $/kWh | $/kWh | $/kWh | $/kWh | $/kWh | $/kWh | $/kWh | $/kWh | $/kWh | $/kWh | $/kWh | $/kWh
| 2024 | 2025 | 2026 | 2027 | 2028 | 2029 | 2030 | 2031 | 2032 | 2033 | 2034 | 2035 | 2036 | 2037 | 2038 | 2039 | 2040 | 2041 | 2042 | 2043 | 2044 | 2045 | 2046 | 2047 | 2048 | 2049 | 2050 | 2051 | 2052 | 2053 | 2054 | 2055
BattStor02 | 608 | 543.253 | 490.6111 | 448.8105 | 411.6255 | 389.9254 | 382.7905 | 375.2562 | 367.7629 | 360.4531 | 353.3112 | 346.3239 | 339.4881 | 332.8035 | 326.2617 | 319.8632 | 316.5179 | 313.2407 | 310.3041 | 307.5271 | 304.9743 | 302.5554 | 300.2948 | 298.1595 | 296.133 | 294.211 | 292.3624 | 290.8479 | 288.7578 | 287.2951 | 285.3674 | 291.3168
BattStor04 | 423 | 380.4858 | 346.481 | 320.0867 | 297.0842 | 283.0077 | 277.3305 | 271.4673 | 265.6471 | 259.974 | 254.4361 | 249.0234 | 243.7336 | 238.5654 | 233.5128 | 228.5758 | 226.279 | 224.1175 | 222.2413 | 220.4933 | 218.93 | 217.4729 | 216.1433 | 214.913 | 213.7674 | 212.7033 | 211.6936 | 210.9984 | 209.795 | 209.1263 | 208.0456 | 211.1089
BattStor08 | 344 | 311.4606 | 285.8944 | 266.5201 | 250.0411 | 239.3915 | 234.2336 | 228.9956 | 223.8035 | 218.746 | 213.8126 | 208.9946 | 204.2901 | 199.6971 | 195.2105 | 190.8302 | 188.9977 | 187.3324 | 185.9366 | 184.6585 | 183.5526 | 182.5433 | 181.6512 | 180.8491 | 180.123 | 179.4697 | 178.8634 | 178.5725 | 177.7847 | 177.5081 | 176.8278 | 178.4968
HydPump10 | 767.6768 | 753.0378 | 738.7039 | 724.3868 | 709.3876 | 694.3843 | 679.3746 | 683.8868 | 687.4277 | 691.1086 | 694.8754 | 698.6721 | 702.5096 | 706.407 | 710.324 | 714.2985 | 718.3246 | 721.399 | 724.4951 | 727.6146 | 730.7466 | 733.9 | 737.0719 | 740.2624 | 743.4716 | 746.6996 | 749.9466 | 752.7696 | 755.6063 | 758.4566 | 761.3207 | 764.1987
HydPump24 | 270.6755 | 265.514 | 260.46 | 255.4119 | 250.1233 | 244.8333 | 239.541 | 241.132 | 242.3804 | 243.6783 | 245.0064 | 246.3451 | 247.6982 | 249.0724 | 250.4535 | 251.8548 | 253.2744 | 254.3584 | 255.4501 | 256.55 | 257.6543 | 258.7661 | 259.8845 | 261.0095 | 262.141 | 263.2792 | 264.424 | 265.4194 | 266.4196 | 267.4246 | 268.4344 | 269.4492
HydPump48 | 162.9577 | 159.8502 | 156.8075 | 153.7684 | 150.5844 | 147.3996 | 144.2135 | 145.1713 | 145.9229 | 146.7043 | 147.5039 | 148.3098 | 149.1244 | 149.9517 | 150.7832 | 151.6269 | 152.4815 | 153.1341 | 153.7914 | 154.4535 | 155.1184 | 155.7878 | 156.4611 | 157.1383 | 157.8196 | 158.5048 | 159.194 | 159.7933 | 160.3954 | 161.0005 | 161.6085 | 162.2194

## Hydro working
Source: AEMO input and assumptions workbook
Sheet: | Existing Gen Data Summary
MW
Blowering | Hydro | NSW | SNSW | N/A | Hydro | 80 | 0.90245 | SNSW | 2285
Guthega | Hydro | NSW | SNSW | N/A | Hydro | 60 | 0.097551 | CNSW | 247
Hume Dam NSW | Hydro | NSW | SNSW | N/A | Hydro | 29 | 0.21531 | NQ | 156.4
Shoalhaven | Hydro | NSW | CNSW | N/A | Hydro | 247 | 0.78469 | SQ | 570
Tumut 3 | Hydro | NSW | SNSW | N/A | Hydro | 1500 |  | WNV | 2219.02
Upper Tumut | Hydro | NSW | SNSW | N/A | Hydro | 616 |  | TAS | 2176.7
Barron Gorge | Hydro | QLD | NQ | N/A | Hydro | 70
Kareeya | Hydro | QLD | NQ | N/A | Hydro | 86.4
Wivenhoe | Hydro | QLD | SQ | N/A | Hydro | 570
Bastyan | Hydro | TAS | TAS | N/A | Hydro | 79.9
Catagunya / Liapootah / Wayatinah | Hydro | TAS | TAS | N/A | Hydro | 176.7
Cethana | Hydro | TAS | TAS | N/A | Hydro | 85
Devils Gate | Hydro | TAS | TAS | N/A | Hydro | 60
Fisher | Hydro | TAS | TAS | N/A | Hydro | 43.2
Gordon | Hydro | TAS | TAS | N/A | Hydro | 432
John Butters | Hydro | TAS | TAS | N/A | Hydro | 144
Lake Echo | Hydro | TAS | TAS | N/A | Hydro | 32.4
Lemonthyme / Wilmot | Hydro | TAS | TAS | N/A | Hydro | 81.6
Mackintosh | Hydro | TAS | TAS | N/A | Hydro | 79.9
Meadowbank | Hydro | TAS | TAS | N/A | Hydro | 40
Poatina | Hydro | TAS | TAS | N/A | Hydro | 300
Reece | Hydro | TAS | TAS | N/A | Hydro | 231.2
Tarraleah | Hydro | TAS | TAS | N/A | Hydro | 90
Trevallyn | Hydro | TAS | TAS | N/A | Hydro | 93
Tribute | Hydro | TAS | TAS | N/A | Hydro | 82.8
Tungatinah | Hydro | TAS | TAS | N/A | Hydro | 125
Bogong / MacKay | Hydro | VIC | WNV | N/A | Hydro | 300.02
Dartmouth | Hydro | VIC | WNV | N/A | Hydro | 185
Eildon | Hydro | VIC | WNV | N/A | Hydro | 135
Hume Dam VIC | Hydro | VIC | WNV | N/A | Hydro | 29
Murray 1 | Hydro | VIC | WNV | N/A | Hydro | 950
Murray 2 | Hydro | VIC | WNV | N/A | Hydro | 552
West Kiewa | Hydro | VIC | WNV | N/A | Hydro | 68
WNV replaces Vic

## FuelConnectionWorking
| $ | $/km |  | $ | MW | $/MW | $/kW
| Fuel connection costs (Fixed) | Fuel connection costs (Variable) | Assumed distance | Total cost | Net output | Capital cost
USCBlack |  | 2279000 | 10 | 22790000 | 658.6 | 34603.7048 | 34.6037
USCBlackCCS |  | 2279000 | 10 | 22790000 | 566.7 | 40215.2815 | 40.2153
CCGTgas | 21200000 | 1600000 | 50 | 101200000 | 348 | 290804.5977 | 290.8046
OCGTgas | 21200000 | 1600000 | 50 | 101200000 | 226.4 | 446996.4664 | 446.9965 | Kurri Kurri was $450m for 45km plus new compressor station so estimate appears conservative: https://www.apa.com.au/operations-and-projects/gas/gas-transmission/kurri-kurri-lateral-pipeline-kklp-project
CCGTgasCCS | 21200000 | 1600000 | 50 | 101200000 | 301.5 | 335655.058 | 335.6551
RecipGas | 21200000 | 1600000 | 50 | 101200000 | 209.1 | 483978.9574 | 483.979
RecipH2 | 21200000 | 1600000 | 50 | 101200000 | 209.1 | 483978.9574 | 483.979
SolLargePV
WindOn
WindOffFix
WindOffFloat
NucSMR
NucLarge